## XXCMN00001_1190834951_202608200
STT | ORG | Item | Item Description / Spec | SubInv | UOM | On-hand Qty | Locator | Code mới | Spect mới | Unit | Item Ksys | Description Ksys | UOM Ksys
1 | VB2 | A90100078 | PACKING,GASKET PACKING,MFT-123,HENGZHU/CHINA | M10 | m | 48 | M10,, | 80568200029 | PACKING,GASKET PACKING,MFT-123,HENGZHU/CHINA | m
2 | VB2 | A91200453 | STICKER,STICKER 20PI (YELLOW),VIET NAM | M10 | ea | 1000 | M10,, | 79668200109 | STICKER,STICKER 20PI (YELLOW),VIET NAM | ea
3 | VB2 | A15900175 | TTM,HPTT-04S,4P,BODY W/BANGJIN COVER,B-W-R-BK,RED COLOR,BODY W/PLUG,HIVERO/VIETNAM. | M10 | ea | 1 | M10,, | 27410000563 | TTM,HPTT-04S,4P,BODY W/BANGJIN COVER,B-W-R-BK(Blue-White-Red-Black),RED COLOR,BODY W/PLUG,HIVERO/VIETNAM | ea
4 | VB2 | A64000003 | NUT,HEX NUT,M5,SWCH,Ep-Fe/Zn 5/CM2(Cr3/White),TENSILE CLASS 5 | M20 | ea | 25000 | M20,, | 03010000861 | NUT,HEX NUT,M5,SWCH,Ep-Fe/Zn 5/CM2(Cr3/White),TENSILE CLASS 5 | ea
5 | VB2 | A61200132 | BOLT,HEXAGON SOCKET FLAT COUNTER HEAD CAP SCREWS,M10,L20,STS304 | M10 | ea | 1320 | M10,, | 01210100209 | BOLT,HEXAGON SOCKET FLAT COUNTER HEAD CAP SCREWS,M10,L20,STS304 | ea
6 | VB2 | A61200758 | BOLT,HEX BOLT,M6,L90,SM45C,Ep-Fe/Zn 5/CM2(Cr3/White),TENSILE CLASS 8.8 | M10 | ea | 4900 | M10,, | 01210100239 | BOLT,HEX BOLT,M6,L90,SM45C,Ep-Fe/Zn 5/CM2(Cr3/White),TENSILE CLASS 8.8 | ea
7 | VB2 | A83000016 | HOOK BAND,HB-50,50PI,BUTTON TUBE,GRAY,HIVERO/KOREA. | M20 | m | 1000 | M20,, | 41860000135 | HOOK BAND,HB-50,50PI,BUTTON TUBE/GRAY,HIVERO/KOREA | m
8 | VB2 | A65100116 | SCREW,(+)PAN HEAD SCREW,M5,L35,SWCH,EP-FE/ZN 3/CM2(Cr3/White) | M20 | ea | 1500 | M20,, | 03660002337 | SCREW,(+)PAN HEAD SCREW,M5,L35,SWCH,EP-FE/ZN 3/CM2(Cr3/White) | ea
9 | VB2 | A65100123 | SCREW,(+)FLAT HEAD SCREW,M3,L15,STS | M20 | ea | 9800 | M20,, | 03660002339 | SCREW,(+)FLAT HEAD SCREW,M3,L15,STS | ea
10 | VB2 | A22300715 | AUX RELAY,RF-4R,AUX.VOLTAGE:DC110V,AUX.CONTACT:4C,WITHOUT/SOCKET,ARTECHE/SPAIN | M10 | ea | 8 | M10,, | 12870001028 | AUX RELAY,RF-4R,COIL VOLTAGE:DC110V,AUX.CONTACT:4C,WITHOUT SOCKET,ARTECHE/SPAIN | ea
11 | VB2 | A11600155 | PLC,LOGO,MODULE DM8230R,6ED1055-1FB00-0BA2,4DIAC/DC,4DORLY,AC/DC(115-240)V,50/60Hz,SIEMENS | M10 | ea | 1 | M10,, | 22810000658 | PLC,LOGO MODULE DM8230R‚6ED1055-1FB00-0BA2,4DIAC/DC‚4DORLY‚AC/DC(115-240)V‚50/60Hz,SIEMENS | ea
12 | VB2 | A15900102 | TTM,4M300BA,FLUSH MOUNTING,RMS/AUSTRALIA. | M10 | ea | 42 | M10,, | 27410000566 | TTM,4M300BA,FLUSH MOUNTING,RMS/AUSTRALIA | ea
13 | VB2 | A15900165 | TTM,HPTT-04S,4P,BODY W/BANGJIN COVER,R-Y-B-BK,RED COLOR,BODY W/PLUG,HIVERO/VIETNAM. | M10 | ea | 105 | M10,, | 27410000535 | TTM,HPTT-04S,4P,BODY W/BANGJIN COVER,R-Y-B-BK(Red-Yellow-Blue-Black),RED COLOR,BODY W/PLUG,HIVERO/VIETNAM | ea
14 | VB2 | A83000013 | HOOK BAND,HB-25,25PI,BUTTON TUBE,GRAY,HIVERO/KOREA. | M20 | m | 2150 | M20,, | 41860000132 | HOOK BAND,HB-25,25PI,BUTTON TUBE/GRAY,HIVERO/KOREA | m
15 | VB2 | A65100105 | SCREW,(+)TRUS HEAD SCREW,M6,L20,STS | M20 | ea | 5000 | M20,, | 03660002334 | SCREW,(+)TRUS HEAD SCREW,M6,L20,STS | ea
16 | VB2 | A65100030 | SCREW,(+)PAN HEAD SCREW(SEMS),M5,L10,STS | M20 | ea | 3630 | M20,, | 03660002318 | SCREW,(+)PAN HEAD SCREW (SEMS),M5,L10,STS | ea
17 | VB2 | A51200005 | MOUNTING UNIT,JOMB31 | M20 | ea | 7000 | M20,, | #N/A | #N/A | #N/A
18 | VB2 | A12000794 | AM,KAA-08,0-600-1800A,CT:600/1A,60Hz,1.0CL,OVER SCALE,LIGHTSTAR/KOREA. | M10 | ea | 5 | M10,, | 17010003497 | AM,KAA-08,0-600-1800A,CT:600/1A,60Hz,1.0CL,OVER SCALE,LIGHTSTAR/KOREA | ea
19 | VB2 | A11910039 | NETWORK,MODBUS GATEWAY,1-PORT,EKI-1221-CE,Ethernet comm.:2 port,8-pin RJ45,Serial comm.:RS-232/422/485,Modbus RTU,TCP,ASCII,Power input:12-48Vdc,ADVANTECH/TAIWAN | M10 | ea | 1 | M10,, | 22210002087 | NETWORK,MODBUS GATEWAY,EKI-1221-CE,2 port‚8-pin RJ45‚Serial comm.:RS-232/422/485‚Modbus RTU‚TCP‚Power input:12-48Vdc,ADVANTECH/TAIWAN | ea
20 | VB2 | A38600033 | HOUSING,HOUSING CONNECTOR,WAGO 221,2P,VIETNAM. | M10 | set | 2025 | M10,, | 06210000286 | HOUSING,HOUSING CONNECTOR,WAGO 221,2P,VIETNAM | ea
21 | VB2 | A37800278 | COLOR CAP,CAP,FOR CABLE 16mmSQ,GRAY,CHINA. | M20 | ea | 700 | M20,, | 05660001166 | COLOR CAP,CAP,FOR CABLE 16 SQmm,GRAY,CHINA | ea
22 | VB2 | A37800286 | COLOR CAP,CAP,FOR CABLE 10mmSQ,BROWN,CHINA. | M10 | ea | 2000 | M10,, | 05660001167 | COLOR CAP,CAP,FOR CABLE 10 SQmm,BROWN,CHINA | ea
23 | VB2 | A15900180 | TTM,HCTT-04S,4P,BODY W/BANGJIN COVER,BK-BR-GR-B (Black-Brown-Gray-Blue),BLACK COLOR,BODY W/PLUG,HIVERO/VIETNAM. | M10 | ea | 3 | M10,, | 27410000565 | TTM,HCTT-04S,4P,BODY W/BANGJIN COVER,BK-BR-GR-B(Black-Brown-Gray-Blue),BLACK COLOR,BODY W/PLUG,HIVERO/VIETNAM | ea
24 | VB2 | A17103483 | CT,KBK-26,1.2kV,20/1A,5VA,CL0.5FS10,50Hz,Direct connect,LIGHTSTAR/KOREA. | M10 | ea | 4 | M10,, | 24060027151 | CT,KBK-26,1.2kV,20/1A,5VA,CL0.5FS10,50Hz,Direct connect,LIGHTSTAR/KOREA | ea
25 | VB2 | A17103713 | CT,KBM-13,1.2kV,2000/1A,15VA,0.5FS5,50/60Hz,SQUARE:135x85,INSULATION CLASS E,LIGHTSTAR/KOREA. | M10 | ea | 2 | M10,, | 24060027161 | CT,KBM-13,1.2kV,2000/1A,15VA,0.5FS5,50/60Hz,SQUARE:135x85,INSULATION CLASS E,LIGHTSTAR/KOREA | ea
26 | VB2 | A17400497 | PT,KBO-31,380/R3/190/R3V,17VA x3,1.0CL,50Hz,1.1Vn/CONT,1.9Vn/30s,LIGHTSTAR/KOREA. | M10 | ea | 4 | M10,, | 24210002829 | PT,KBO-31,380/R3/190/R3V,17VA×3,1.0CL,50Hz,1.1Vn/CONT 1.9Vn/30s,LIGHTSTAR/KOREA | ea
27 | VB2 | A24000309 | CAM S/W,HC2201 MNB10,W/NP:LOCAL-REMOTE,CONTACT 2a2b,HIVERO/KOREA. | M10 | ea | 4 | M10,, | 25510003056 | CAM S/W,HC2201 MNB10,W/NP:LOCAL-REMOTE,CONTACT 2a2b,HIVERO/KOREA | ea
28 | VB2 | A24000333 | CAM S/W,HC3305 MNB10,W/NP:SYNCHRO-OFF-OVERRIDE,CONTACT 3a3b,3 STAGE,HIVERO/VIETNAM | M10 | ea | 1 | M10,, | 25510003048 | CAM S/W,HC3305 MNB10,W/NP:SYNCHRO-OFF-OVERRIDE,CONTACT 3a3b,HIVERO/VIETNAM | ea
29 | VB2 | A37600487 | CABLE LUG,BLADE,JOBN 10,10.0SQ,JEONO / KOREA. | M20 | ea | 3215 | M20,, | 05510001802 | CABLE LUG,BLADE,JOBN 10,10.0 SQmm,JEONO/KOREA | ea
30 | VB2 | A37800230 | COLOR CAP,THERMO STC-CAP,STC 10,WHITE,SEUNGJEON/KOREA. | M10 | ea | 102 | M10,, | 05660001150 | COLOR CAP,THERMO STC-CAP,STC 10,WHITE,SEUNGJEON/KOREA | ea
31 | VB2 | A17400646 | PT,KBO-30,480/R3/110/R3V,10VA x3,0.5CL,50Hz,1.1Vn/CONT,1.9Vn/30s,LIGHTSTAR/KOREA. | M10 | ea | 2 | M10,, | 24210002830 | PT,KBO-30,480/R3/110/R3V,10VA×3,0.5CL,50Hz,1.1Vn/CONT 1.9Vn/30s,LIGHTSTAR/KOREA | ea
32 | VB2 | A17800244 | ZCT,KGB-11,SQUARE260X30,CURR.RATIO:200mA/100mV,RATED CURR:1000A,50/60Hz,LIGHTSTAR/KOREA. | M10 | ea | 10 | M10,, | 24460000996 | ZCT,KGB-11,CURR.RATIO:200mA/100mV,RATED CURR:1000A,50/60Hz,SQUARE260X30,LIGHTSTAR/KOREA | ea
33 | VB2 | A24600065 | PB S/W,HC25B-1G,25PI,1a1b,GREEN COLOR,HIVERO/VIETNAM. | M10 | ea | 2 | M10,, | 25910000548 | PB S/W,HC25B-1G,25PI,1a1b,GREEN COLOR,HIVERO/VIETNAM | ea
34 | VB2 | A22300738 | AUX RELAY,HMY4SN-A220,AC220V,50/60Hz,AUX.CONTACT:4C,5A,W/Socket HMY4S and hold down clip,LED,HIVERO/CHINA | M10 | ea | 76 | M10,, | 12870000977 | AUX RELAY,HMY4SN-A220,COIL VOLTAGE:AC220V,50/60Hz,AUX.CONTACT:4C,W/SOCKET HMY4S,LED,HOLD DOWN CLIP,HIVERO/CHINA | ea
35 | VB2 | A37800011 | COLOR CAP,CAP,3.5P,RED,CHINA. | M20 | ea | 1982 | M20,, | 05660001091 | COLOR CAP,CAP,3.5P,RED,CHINA | ea
36 | VB2 | A37800307 | COLOR CAP,CAP,10P,BROWN,VIJAYA/VIET NAM. | M20 | ea | 2000 | M20,, | 05660001173 | COLOR CAP,CAP,10P,BROWN,VIJAYA/VIET NAM | ea
37 | VB2 | A31300412 | LAMP,HC25P-11FLBu,AC/DC100-130V,50/60Hz,BLUE COLOR,25PI,LED TYPE,HIVERO/VIETNAM | M10 | ea | 1 | M10,, | 10210003340 | LAMP,HC25P-11FLBu,AC/DC100-130V,50/60Hz,BLUE,25PI,LED,HIVERO/VIETNAM | ea
38 | VB2 | A32600517 | T/B,NUMBERING,UC-TM 8 - 0818072,FROM 1~10,PHOENIX CONTACT | M10 | ea | 12 | M10,, | 11020000013 | T/B ASS'Y,NUMBERING,UC-TM 8 - 0818072 (FROM 1-10),PHOENIX CONTACT | ea
39 | VB2 | A24800088 | PUSH BUTTON W/LAMP,HC25L-22ALO,25PI,AC200-240V,50/60Hz,ORANGE COLOR,LED TYPE,1a1b,HIVERO/VIETNAM. | M10 | ea | 53 | M10,, | 25960000663 | PUSH BUTTON W/LAMP,HC25L-22ALO,25PI,AC200-240V,50/60Hz,ORANGE COLOR,LED TYPE,1a1b,HIVERO/VIETNAM | ea
40 | VB2 | A31300399 | LAMP,HC25P-22ALG,AC200-240V,50/60Hz,GREEN COLOR,25PI,LED TYPE,HIVERO/VIETNAM. | M10 | ea | 73 | M10,, | 10210003302 | LAMP,HC25P-22ALG,AC200-240V,50/60Hz,GREEN,25PI,LED,HIVERO/VIETNAM | ea
41 | VB2 | A31300409 | LAMP,HC25P-22DLW,DC220V,WHITE COLOR,25PI,LED TYPE,HIVERO/VIETNAM. | M10 | ea | 3 | M10,, | 10210003307 | LAMP,HC25P-22DLW,DC220V,WHITE,25PI,LED,HIVERO/VIETNAM | ea
42 | VB2 | A37600019 | CABLE LUG,RING,JOT 6-M8,6.0SQ,1 HOLE,JEONO / KOREA. | M20 | ea | 3804 | M20,, | 05510001789 | CABLE LUG,RING,JOT 6-M8,6.0 SQmm,1 HOLE,JEONO/KOREA | ea
43 | VB2 | A37600536 | CABLE LUG,FORK,JOT 2.5-M3Y,2.5SQ,JEONO / KOREA | M20 | ea | 20000 | M20,, | #N/A | #N/A | #N/A
44 | VB2 | A31000034 | FUSE,FUSE,OFL10x38-2A,500V,2A,OMEGA/VN. | M10 | ea | 32 | M10,, | 09360000690 | FUSE,FUSE,OFL10x38-2A,500V,2A,OMEGA/VN | ea
45 | VB2 | A31000077 | FUSE,OFL10x38-25A,500V,25A,OMEGA/VN | M10 | ea | 14 | M10,, | #N/A | #N/A | #N/A
46 | VB2 | A37800071 | COLOR CAP,CAP,10P,BLACK,CHINA. | M20 | ea | 3180 | M20,, | 05660001118 | COLOR CAP,CAP,10P,BLACK,CHINA | ea
47 | VB2 | A37800072 | COLOR CAP,CAP,10P,BLUE,CHINA. | M20 | ea | 1957 | M20,, | 05660001119 | COLOR CAP,CAP,10P,BLUE,CHINA | ea
48 | VB2 | A37601123 | CABLE LUG,RING,JOCP 25-8-1,25.0SQ,1 HOLE,45 ANGLE,JEONO / KOREA. | M10 | ea | 200 | M10,, | 05510001875 | CABLE LUG,RING,JOCP 25-8-1,25.0 SQmm,1 HOLE,45 ANGLE,JEONO / KOREA | ea
49 | VB2 | A37800138 | COLOR CAP,THERMO STC-CAP,JOTC 95,BLUE,SEUNGJEON/KOREA. | M10 | ea | 100 | M10,, | 05660001141 | COLOR CAP,THERMO STC-CAP,JOTC 95,BLUE,SEUNGJEON/KOREA | ea
50 | VB2 | A37800141 | COLOR CAP,THERMO STC-CAP,JOTC 95,BLACK,SEUNGJEON/KOREA. | M10 | ea | 100 | M10,, | 05660001142 | COLOR CAP,THERMO STC-CAP,JOTC 95,BLACK,SEUNGJEON/KOREA | ea
51 | VB2 | A32600651 | T/B,HFTB-204S,4P,20A,BOLT:STAINLESS STEEL,W/PVC COVER,HIVERO/VIETNAM | M10 | ea | 169 | M10,, | 10062725156 | T/B,HFTB-204S 4P 20A,FIXING TERMINAL BLOCK(BOLT:STAINLESS STEEL) W/PVC COVER,HIVERO/VIETNAM | ea
52 | VB2 | A24900021 | SELECT S/W,HC25S2-1,25PI,LEVER TYPE, BLACK COLOR,2 STAGE 1a1b,HIVERO/VIETNAM | M10 | ea | 36 | M10,, | 26010000184 | SELECT S/W,HC25S2-1,25PI,CONTACT 1a1b,2 STAGE,LEVER TYPE,BLACK COLOR,HIVERO/VIETNAM | ea
53 | VB2 | A37601095 | CABLE LUG,TYPE-JOR(R),JOR 10-10,10.0SQ,1 HOLE,JEONO / KOREA. | M10 | ea | 168 | M10,, | 05510001865 | CABLE LUG,JOR(R),JOR 10-10,10.0 SQmm,1 HOLE,JEONO/KOREA | ea
54 | VB2 | A37800028 | COLOR CAP,CAP,25P,BLACK,CHINA. | M20 | ea | 1670 | M20,, | 05660001102 | COLOR CAP,CAP,25P,BLACK,CHINA | ea
55 | VB2 | A37800086 | COLOR CAP,THERMO STC-CAP,STC 25,YELLOW,SEUNGJEON/KOREA. | M20 | ea | 100 | M20,, | 05660001122 | COLOR CAP,THERMO STC-CAP,STC 25,YELLOW,SEUNGJEON/KOREA | ea
56 | VB2 | A37600909 | CABLE LUG,RING,JOCP 630-2-M16,630.0SQ,2 HOLE,JEONO / KOREA | M10 | ea | 40 | M10,, | #N/A | #N/A | #N/A
57 | VB2 | A37600946 | CABLE LUG,RING,JOCO 16-M10,16.0SQ,1 HOLE,JEONO / KOREA. | M20 | ea | 4188 | M20,, | 05510001850 | CABLE LUG,RING,JOCO 16-M10,16.0 SQmm,1 HOLE,JEONO/KOREA | ea
58 | VB2 | A37800092 | COLOR CAP,THERMO STC-CAP,JOTC35,BLUE,SEUNGJEON/KOREA. | M20 | ea | 400 | M20,, | 05660001127 | COLOR CAP,THERMO STC-CAP,JOTC35,BLUE,SEUNGJEON/KOREA | ea
59 | VB2 | A37800093 | COLOR CAP,THERMO STC-CAP,JOTC35,BLACK,SEUNGJEON/KOREA. | M10 | ea | 500 | M10,, | 05660001128 | COLOR CAP,THERMO STC-CAP,JOTC35,BLACK,SEUNGJEON/KOREA | ea
60 | VB2 | A37600006 | CABLE LUG,RING,JOT 2.5-M6,2.5SQ,1 HOLE,JEONO / KOREA. | M20 | ea | 2200 | M20,, | 05510001787 | CABLE LUG,RING,JOT 2.5-M6,2.5 SQmm,1 HOLE,JEONO/KOREA | ea
61 | VB2 | A63600047 | LIFTING DEVICE,VCB TROLLEY,W=800,VCB SUSOL-24kV(VL-H TYPE),630,1250A,S44033819(Rev-1),LS-VINA | M10 | ea | 1 | M10,, | 02660000351 | LIFTER,VCB TROLLEY,W=800,VCB SUSOL-24kV(VL-H TYPE),630-1250A,S44033819(Rev-1),LS-VINA | ea
62 | VB2 | A63600054 | LIFTING DEVICE,VCB TROLLEY,W=800,VCB SUSOL-7.2/12kV(VL-H TYPE),630,1250A/25,31.5kA/P150,S44034343(Rev-1),LS-VINA | M10 | ea | 1 | M10,, | 02660000353 | LIFTER,VCB TROLLEY,W=800,VCB SUSOL-7.2/12kV(VL-H TYPE),630-1250A/25-31.5kA/P150,S44034343(Rev-1),LS-VINA | ea
63 | VB2 | A63600097 | LIFTING DEVICE,VCB TROLLEY,W=800,VCB SUSOL VH-12H40A13,S44034343B,VIETNAM | M10 | ea | 1 | M10,, | 02660000356 | LIFTER,VCB TROLLEY,W=800,VCB SUSOL VH-12H40A13,S44034343B,VIETNAM | ea
64 | VB2 | A63600119 | LIFTER,LIFTING ANGLE,D=1000,SL12875_P1 (2.8KG),HACO/VIETNAM | M10 | ea | 78 | M10,, | 02660000346 | LIFTER,LIFTING ANGLE,D=1000,SL12875_P1 (2.8KG),HACO_VIETNAM | ea
65 | VB2 | A62500083 | DUCT,DUCT 25X40(UL),W25,H40,L2000,WHITE,YONGSHIN/KOREAN | M10 | ea | 67 | M10,, | 01860000221 | DUCT,DUCT 25X40 (UL),W25,H40,L2000,WHITE,YONGSHIN/KOREAN | ea
66 | VB2 | A62500084 | DUCT,DUCT 40X40(UL),W40,H40,L2000,WHITE,YONGSHIN/KOREAN | M10 | ea | 61 | M10,, | 01860000222 | DUCT,DUCT 40X40 (UL),W40,H40,L2000,WHITE,YONGSHIN/KOREAN | ea
67 | VB2 | A62500086 | DUCT,DUCT 25X60(UL),W25,H60,L2000,WHITE,YONGSHIN/KOREAN | M10 | ea | 10 | M10,, | 01860000229 | DUCT,DUCT 25X60 (UL),W25,H60,L2000,WHITE,YONGSHIN/KOREAN | ea
68 | VB2 | A62700014 | HANDLE,HD-90B,HYUNDAI HANDLE Ind. | M10 | ea | 475 | M10,, | 02160000768 | HANDLE,HANDLE,HD-90B HYUNDAI HANDLE Ind. | ea
69 | VB2 | A62700018 | HANDLE,AB102-1-1,LONG SHAFT,22-64,GRAY,HENGZHU/CHINA | M10 | ea | 8 | M10,, | 02160000769 | HANDLE,HANDLE,Gray color,Long shaft,AB102-1-1 long shaft 22-64HENGZHU/CHINA | ea
70 | VB2 | A62700047 | HANDLE,HD-6-11,FOR DB,WHITE,HYUNDAI HANDLE Ind. | M10 | set | 46 | M10,, | 02160000771 | HANDLE,HANDLE,DB,White color,HD-6-11HYUNDAI HANDLE Ind. | ea
71 | VB2 | A63600147 | LIFTER,LIFTING ANGLE,W=900,W44282302-P2(8 KG),VIETNAM | M10 | ea | 4 | M10,, | 02660000350 | LIFTER,LIFTING ANGLE,W=900,W44282302_P2(8 kG),VIETNAM | ea
72 | VB2 | A62700326 | HANDLE,HD-T-4, HYUNDAI,C-AIS,BLACK COLOR,S44297736 | E31 | set | 1 | E31,, | 02160000778 | HANDLE,HANDLE,C-AIS,Black color,HD-T-4 (Code: S44297736)HYUNDAI | ea
73 | VB2 | A63700003 | LINER,SMC-T6,PANEL,S55000363-C3 | M10 | ea | 1856 | M10,, | 46768200006 | LINER,PANEL,SMC-T6,S55000363-C3 | ea
74 | VB2 | A63700004 | LINER,INSULATION CLAMP,S44157085-P1 CU-2X10T | M10 | ea | 1026 | M10,, | 46768200009 | LINER,INSULATION CLAMP,S44157085- P1 CU-2X10T | ea
75 | VB2 | A63700005 | LINER,INSULATION CLAMP,S44157087-P1 CU-3X10T | M10 | ea | 216 | M10,, | 46768200010 | LINER,INSULATION CLAMP,S44157087- P1 CU-3X10T | ea
76 | VB2 | A63700010 | LINER,INSULATION CLAMP,S44157087-P2 CU-3X10T | M10 | ea | 864 | M10,, | 46768200011 | LINER,INSULATION CLAMP,S44157087- P2 CU-3X10T | ea
77 | VB2 | A63700011 | LINER,INSULATION CLAMP,S44157085-P2,CU-2X10T | M10 | ea | 144 | M10,, | 46768200007 | LINER,INSULATION CLAMP,CU-2X10T,S44157085-P2 | ea
78 | VB2 | A63700028 | LINER,Liner,Hole Plugs,CP-30-HP-4(Ivory colour),Takigen | M10 | ea | 6294 | M10,, | 46768200008 | LINER,Hole Plugs,CP-30-HP-4(Ivory colour),Takigen | ea
79 | VB2 | A63900011 | NAME PLATE,STICKER,LOCK-TEST-DRAWOUT (FOR H MCC) | M10 | ea | 455 | M10,, | 02860001832 | NAME PLATE,STICKER,LOCK-TEST-DRAWOUT(FOR H MCC) | ea
80 | VB2 | A63900120 | NAME PLATE,STICKER,FOR BUS DUCT,120x120 | M10 | ea | 9 | M10,, | NA | #N/A | #N/A
81 | VB2 | A62700537 | HANDLE,Gay chrome Plating,MS104C-1-1G.2T,KEY SEPARATE,SE/CHINA | M10 | ea | 1 | M10,, | 02160000805 | HANDLE,HANDLE,Gray chrome plating,Key separate MS104C-1-1G.2TSE/CHINA | ea
82 | VB2 | A62500047 | DUCT,SWD6060,60,60,2000,GRAY,LINK WELL/CHINA | M20 | ea | 53 | M20,, | 01860000215 | DUCT,SWD6060,W60,H60,L2000,GRAY,LINK WELL/CHINA | ea
83 | VB2 | A62500049 | DUCT,SWD6040 LD,40,60,2000,GRAY,LINK WELL/CHINA | M20 | ea | 107 | M20,, | 01860000217 | DUCT,SWD6040 LD,W40,H60,L2000,GRAY,LINK WELL/CHINA | ea
84 | VB2 | A62500052 | DUCT,SWD8080 LD,80,80,2000,GRAY,LINK WELL/CHINA | M20 | ea | 122 | M20,, | 01860000218 | DUCT,SWD8080 LD,W80,H80,L2000,GRAY,LINK WELL/CHINA | ea
85 | VB2 | A61400174 | BOSS,BOSS,EMERGENCY CAP,MCSG,W44284851-P2(STICKER:OFF), K CODE NUMBER:45814111472 | M10 | set | 9 | M10,, | NA | #N/A | #N/A
86 | VB2 | A62500075 | DUCT,DUCT 40X80(UL),W40,H80,L2000,WHITE,YONGSHIN/KOREAN | M20 | ea | 12 | M20,, | 01860000232 | DUCT,DUCT 40X80 (UL),W40,H80,L2000,WHITE,YONGSHIN/KOREAN | ea
87 | VB2 | A62500087 | DUCT,DUCT 80X80(UL),W80,H80,L2000,WHITE,YONGSHIN/KOREAN | M10 | ea | 11 | M10,, | 01860000223 | DUCT,DUCT 80X80 (UL),W80,H80,L2000,WHITE,YONGSHIN/KOREAN | ea
88 | VB2 | A62500092 | DUCT,CD-A4060 I,DUCT 40x60(UL),W40,H60,L2000,IVORY,HIVERO/KOREAN | M10 | ea | 254 | M10,, | 01860000230 | DUCT,CD-A4060 I_DUCT 40x60(UL),W40,H60,L2000,IVORY,HIVERO/KOREAN | ea
89 | VB2 | A62500093 | DUCT,CD-A4080 I,DUCT 40x80(UL),W40,H80,L2000,IVORY,HIVERO/KOREAN | M10 | ea | 38 | M10,, | 01860000225 | DUCT,CD-A4080 I_DUCT 40x80 (UL),W40,H80,L2000,IVORY,HIVERO/KOREAN | ea
90 | VB2 | A62500094 | DUCT,CD-A6060 I,DUCT 60x60(UL),W60,H60,L2000,IVORY,HIVERO/KOREAN | M10 | ea | 222 | M10,, | 01860000226 | DUCT,CD-A6060 I_DUCT 60x60 (UL),W60,H60,L2000,IVORY,HIVERO/KOREAN | ea
91 | VB2 | A61400220 | BOSS,PUSH ON OFF,MCSG,DWG NUMBER: 45814111412,VIETNAM | M10 | ea | 4 | M10,, | 45818200018 | BOSS,PUSH ON OFF,MCSG,DWG NUMBER: 45814111412,VIET NAM | ea
92 | VB2 | A62500095 | DUCT,CD-A6080 I,DUCT 60x80(UL),W60,H80,L2000,IVORY,HIVERO/KOREAN | M10 | ea | 10 | M10,, | 01860000231 | DUCT,CD-A6080 I_DUCT 60x80(UL),W60,H80,L2000,IVORY,HIVERO/KOREAN | ea
93 | VB2 | A62700416 | HANDLE,Bright chrome palting K0200,MS104C-1-1G,HENGZHU/CHINA | M10 | ea | 62 | M10,, | 02160000781 | HANDLE,HANDLE,Bright chrome plating K0200,MS104C-1-1GHENGZHU/CHINA | ea
94 | VB2 | A62700417 | HANDLE,Bright chrome palting K0200,MS104C-2-1G,HENGZHU/CHINA | M10 | ea | 1 | M10,, | NA | #N/A | #N/A
95 | VB2 | A61400236 | BOSS,INTERLOCK BAR (R),12kV(VL-12H32kA2500A) W1050P210,W44317945U,VIETNAM | M10 | ea | 5 | M10,, | 45818200023 | BOSS,INTERLOCK BAR (R),12kV (VL-12H32kA2500A) W1050P210,W44317945U,VIETNAM | ea
96 | VB2 | A62700486 | HANDLE,HANDLE,Panel,PHENOL MC1323,VIETNAM | M10 | ea | 1556 | M10,, | 02160000750 | HANDLE,HANDLE,PANEL,PHENOL MC1323,VIET NAM | ea
97 | VB2 | A83200120 | TUBE,Thin Wall Tube (Up to 3.3KV),GSC,100/50,BLUE,GALA/INDIA | M10 | m | 271 | M10,, | NA | #N/A | #N/A
98 | VB2 | A74200046 | ROD BAR,SS41B,10PI,L=1170,Ep-Fe/Zn 8/CM2,DB44035466 | M10 | ea | 11 | M10,, | 59518200015 | ROD,SS41B,10PI,L=1170,Ep-Fe/Zn 8/CM2,DB44035466 | ea
99 | VB2 | A74200048 | ROD BAR,SS41B,10PI,L=1107,Ep-Fe/Zn 8/CM2,DB44035466 | M10 | ea | 1 | M10,, | 59518200016 | ROD,SS41B,10PI,L=1107,Ep-Fe/Zn 8/CM2,DB44035466 | ea
100 | VB2 | A74200050 | ROD BAR,SS41B,10PI,L=1015,Ep-Fe/Zn 8/CM2,DB44035466 | M10 | ea | 2 | M10,, | 59518200017 | ROD,SS41B,10PI,L=1015,Ep-Fe/Zn 8/CM2,DB44035466 | ea
101 | VB2 | A74200073 | ROD BAR,SS41B,10PI,L=838,Ep-Fe/Zn 8/CM2,DB44035466 | M10 | ea | 1 | M10,, | 59518200022 | ROD,SS41B,10PI,L=838,Ep-Fe/Zn 8/CM2,DB44035466 | ea
102 | VB2 | A74200075 | ROD BAR,SS41B,10PI,L=1030,Ep-Fe/Zn 8/CM2,DB44035466,VIETNAM | M10 | ea | 2 | M10,, | 59518200023 | ROD,SS41B,10PI,L=1030,Ep-Fe/Zn 8/CM2,DB44035466 | ea
103 | VB2 | A83200121 | TUBE,Thin Wall Tube (Up to 3.3KV),GSC,100/50,Red color,GALA/INDIA | M10 | m | 94 | M10,, | NA | #N/A | #N/A
104 | VB2 | A83200128 | TUBE,Thin Wall Tube (Up to 3.3KV),GSC,16/8,RED,GALA/INDIA | M10 | m | 647.5 | M10,, | NA | #N/A | #N/A
105 | VB2 | A83200136 | TUBE,Thin Wall Tube (Up to 3.3KV),GSC,50/25,Blue color,GALA/INDIA | M10 | m | 59 | M10,, | NA | #N/A | #N/A
106 | VB2 | A83200205 | TUBE,Heat Shrink BusBar Insulating Tubes,GMB 75/28,DARK RED,GALA/INDIA | M10 | m | 41 | M10,, | NA | #N/A | #N/A
107 | VB2 | A83200209 | TUBE,Heat Shrink BusBar Insulating Tubes,GMB 30/12,DARK RED,GALA/INDIA | M10 | m | 124.7 | M10,, | 68168200017 | TUBE,Heat Shrink BusBar Insulating Tube,GMB 30/12,DARK RED,(GSC)GALA/INDIA | m
108 | VB2 | A83200229 | TUBE,Thin Wall Tube (Up to 3.3KV),GSC 70/35,BLACK,GALA/INDIA | M10 | m | 1113.5 | M10,, | NA | #N/A | #N/A
109 | VB2 | A83200231 | TUBE,Thin Wall Tube (Up to 3.3KV),GSC,30/15,BLUE,GALA/INDIA | M10 | m | 119 | M10,, | NA | #N/A | #N/A
110 | VB2 | A83200232 | TUBE,Thin Wall Tube (Up to 3.3KV),GSC 100/50,BLACK,GALA/INDIA | M10 | m | 1232 | M10,, | NA | #N/A | #N/A
111 | VB2 | A83200236 | TUBE,Thin Wall Tube (Up to 3.3KV),GSC,30/15,BLACK,GALA/INDIA | M10 | m | 126.7 | M10,, | NA | #N/A | #N/A
112 | VB2 | A82200014 | PIPE,PIPE HINGE,L40x13PI,SUS,DB44041156-P1 | M10 | ea | 18 | M10,, | 58118276005 | PIPE,PIPE HINGE,L40x13PI,SUS,DB44041156_P1 | ea
113 | VB2 | A82200046 | PIPE,SUS304,L33.5x13PI,DB44047662 | M10 | ea | 90 | M10,, | 58118276007 | PIPE,L33.5x13PI,SUS304,DB44047662 | ea
114 | VB2 | A82350012 | TAPE,Epoxy adhesive,Pioneer Durasteel Five Minute Epoxy,35g/set,Philippines | M10 | ea | 5 | M10,, | 05010000372 | TAPE,Epoxy adhesive,Pioneer Durasteel Five Minute Epoxy,35 g/set,Philippines | ea
115 | VB2 | A82400028 | ACRYL,LAMINATE,1.6T x 600 x1200 (Surface : White color)(Inside :Black Color). | M20 | sht | 19 | M20,, | 79816291003 | ACRYL,LAMINATE,1.6Tx600x1200,Surface: White color/Inside: Black Color | ea
116 | VB2 | A83000007 | HOOK BAND,HOOK BAND,JBP,30 30PI,JEONO/KOREA | M10 | ea | 50 | M10,, | #N/A | #N/A | #N/A
117 | VB2 | A83000009 | HOOK BAND,HOOK BAND,JBP,50 50PI,JEONO/KOREA | M10 | ea | 50 | M10,, | #N/A | #N/A | #N/A
118 | VB2 | A83000015 | HOOK BAND,HB-40,40PI,BUTTON TUBE,GRAY,HIVERO/KOREA. | M20 | m | 1500 | M20,, | 41860000134 | HOOK BAND,HB-40,40PI,BUTTON TUBE/GRAY,HIVERO/KOREA | m
119 | VB2 | A83200111 | TUBE,Thin Wall Tube (Up to 3.3KV),GSC,50/25,RED,GALA/INDIA | M10 | m | 137 | M10,, | NA | #N/A | #N/A
120 | VB2 | A83200210 | TUBE,Heat Shrink BusBar Insulating Tubes,GMB 65/25,DARK RED,GALA/INDIA | M10 | m | 65 | M10,, | NA | #N/A | #N/A
121 | VB2 | A83200211 | TUBE,Heat Shrink BusBar Insulating Tubes,GMB 40/16,DARK RED,GALA/INDIA | M10 | m | 106.4 | M10,, | NA | #N/A | #N/A
122 | VB2 | A83200213 | TUBE,Heat Shrink BusBar Insulating Tubes,GMB 100/38,DARK RED,GALA/INDIA | M10 | m | 0.8 | M10,, | NA | #N/A | #N/A
123 | VB2 | A22700101 | LBS,LS-AG-24-21-06,Rated Voltage/BIL(kV): 24/125,630A,50/60Hz,21kA/3s(25kA/1s),Motor oper. 110Vdc,W/key lock main& ES,2a2b,SF6 presure gauge with contact for SF6 presure,door interlock,LSIS/KOREA | M10 | ea | 20 | M10,, | NA | #N/A | #N/A
124 | VB2 | A24000259 | CAM S/W,VOL.METER SWITCH 3P4W,YSDNC7602-54MR10B,W/NP:OFF-AB-BC-CA-AN-BN-CN,YONGSUNG/KOREA | M10 | ea | 1 | M10,, | 25510003039 | CAM S/W,YSDNC7602-54MR10B,W/NP:OFF-AB-BC-CA-AN-BN-CN,VOL.METER SWITCH,YONGSUNG/KOREA | ea
125 | VB2 | A24000285 | CAM S/W,AM.METER SWITCH,YS DNC4307-54MR10B,W/NP:OFF-A-B-C,YONGSUNG/KOREA | M10 | ea | 1 | M10,, | 25510003040 | CAM S/W,YSDNC4307-54MR10B,W/NP:OFF-A-B-C,AM.METER SWITCH,YONGSUNG/KOREA | ea
126 | VB2 | A24000137 | CAM S/W,VOL.METER SWITCH 3P4W,YSDNC7602-54MR10B,W/NP:OFF-RS-ST-TR-RN-SN-TN,YONGSUNG/KOREA | M10 | ea | 4 | M10,, | 25510003031 | CAM S/W,YSDNC7602-54MR10B,W/NP:OFF-RS-ST-TR-RN-SN-TN,VOL.METER SWITCH,YONGSUNG/KOREA | ea
127 | VB2 | A24000162 | CAM S/W,YSC2201-59MOB,W/NP:MANUAL-AUTO,2POSITION 2CONTACT BLOCK,CONTACT 2a2b,2 STAGE,YONGSUNG/KOREA. | M10 | ea | 2 | M10,, | 25510003028 | CAM S/W,YSC2201-59MOB,W/NP:MANUAL-AUTO,CONTACT 2a2b,YONGSUNG/KOREA | ea
128 | VB2 | A24000175 | CAM S/W,PULL SELECT SWITCH&AUTO RETURN,YSDNC3205-54RP10B,W/NP:OFF-ON,CONTACT 2a2b,YONGSUNG/KOREA | M10 | ea | 1 | M10,, | 25510003035 | CAM S/W,YSDNC3205-54RP10B,W/NP:OFF-ON,PULL SELECT SWITCH&AUTO RETURN,CONTACT 2a2b,YONGSUNG/KOREA | ea
129 | VB2 | A24000220 | CAM S/W,AM.METER SWITCH,YS DNC4307-54MR10B,W/NP:OFF-R-S-T,YONGSUNG/KOREA | M10 | ea | 5 | M10,, | 25510003038 | CAM S/W,YSDNC4307-54MR10B,W/NP:OFF-R-S-T,AM.METER SWITCH,YONGSUNG/KOREA | ea
130 | VB2 | A22300727 | AUX RELAY,YSLY10-4P024DSLD,DC 24V,AUX.CONTACT:4C,W/SOCKET,DIODE,LED,YONGSUNG/KOREA | E31 | ea | 13 | E31,, | 12870001006 | AUX RELAY,YSLY10-4P024DSLD,COIL VOLTAGE:DC24V,AUX.CONTACT:4C,W/SOCKET YS SKLY-4,DIODE,LED,YONGSUNG/KOREA | ea
131 | VB2 | A22300727 | AUX RELAY,YSLY10-4P024DSLD,DC 24V,AUX.CONTACT:4C,W/SOCKET,DIODE,LED,YONGSUNG/KOREA | M10 | ea | 1 | M10,, | 12870001006 | AUX RELAY,YSLY10-4P024DSLD,COIL VOLTAGE:DC24V,AUX.CONTACT:4C,W/SOCKET YS SKLY-4,DIODE,LED,YONGSUNG/KOREA | ea
132 | VB2 | A22300759 | AUX RELAY,YSMY03-4P024ASL,AC 24V,AUX.CONTACT:4C,W/SOCKET YSSKMY-4,LED,YONGSUNG/KOREA | M10 | ea | 12 | M10,, | 12870001009 | AUX RELAY,YSMY03-4P024ASL,COIL VOLTAGE:AC24V,50/60Hz,AUX.CONTACT:4C,W/SOCKET YS SKMY-4,LED,YONGSUNG/KOREA | ea
133 | VB2 | A22300775 | AUX RELAY,LY4N,AC 200/220V,50/60Hz,AUX.CONTACT:4C,W/SOCKET PTFZ-14-E(14 PIN)& HOLD DOWN CLIP PYC-A1,PLUG-IN TERMINAL TYPE,OMRON/INDONESIA | M10 | ea | 110 | M10,, | 12870001033 | AUX RELAY,LY4N,COIL VOLTAGE:AC200/220V,50/60Hz,AUX.CONTACT:4C,W/SOCKET PTFZ-14-E(14 PIN),HOLD DOWN CLIP PYC-A1,OMRON/INDONESIA | ea
134 | VB2 | A32600567 | T/B,URTK/S,1P,41A,TEST DISCONNECT TERMINAL BLOCK,JINH/CHINA | M10 | ea | 294 | M10,, | 10062725136 | T/B,URTK/S 1P 41A,TEST DISCONNECT TERMINAL BLOCK,JINH/CHINA | ea
135 | VB2 | A32600579 | T/B,KJT-1030,10P,30A,FIXING TERMINAL BLOCK,BOLT:STAINLESS STEEL,W/PVC COVER,KUKJE/KOREA | M10 | ea | 123 | M10,, | 10062725137 | T/B,KJT-1030 10P 30A,FIXING TERMINAL BLOCK(BOLT:STAINLESS STEEL) W/PVC COVER,KUKJE/KOREA | ea
136 | VB2 | A32600581 | T/B,KJT-60-3,3P,60A,FIXING TERMINAL BLOCK,BOLT:STAINLESS STEEL,W/PVC COVER,KUKJE/KOREA | M10 | ea | 2 | M10,, | 10062725138 | T/B,KJT-60-3 3P 60A,FIXING TERMINAL BLOCK(BOLT:STAINLESS STEEL) W/PVC COVER,KUKJE/KOREA | ea
137 | VB2 | A31300455 | LAMP,YSPL3-DL11N,110VDC,NAVY BLUE,30PI,LED,Standard UL 94/VO,YONGSUNG/KOREA. | E31 | ea | 7 | E31,, | 10210003290 | LAMP,YSPL3-DL11N,DC110V,NAVY BLUE,30PI,LED,Standard UL 94/VO,YONGSUNG/KOREA | ea
138 | VB2 | A31300512 | LAMP,LED lamp Green color for YS BSL33-DL11,30x30,YONGSUNG/KOREA | M10 | ea | 12 | M10,, | 10210003280 | LAMP,LED lamp Green color for YS BSL33-DL11,30x30,LED,YONGSUNG/KOREA | ea
139 | VB2 | A31300515 | LAMP,YSBRL34-DL11(RRRRRWWW),1X8,110VDC,30x40,LED,YONGSUNG/KOREA | E31 | ea | 2 | E31,, | 10210003281 | LAMP,YSBRL34-DL11-RW,1x8(R/5+W/3),DC110V,RED/WHITE,30x40,LED,YONGSUNG/KOREA | ea
140 | VB2 | A31300517 | LAMP,YSBRL34-DL11(RRWWW),1X5,110VDC,30x40,LED,YONGSUNG/KOREA | E31 | ea | 1 | E31,, | 10210003282 | LAMP,YSBRL34-DL11-RW,1x5(R/2+W/3),DC110V,RED/WHITE,30x40,LED,YONGSUNG/KOREA | ea
141 | VB2 | A31300519 | LAMP,YSBRL34-DL11(RRRWW),1X5,110VDC,30x40,LED,YONGSUNG/KOREA | E31 | ea | 2 | E31,, | 10210003283 | LAMP,YSBRL34-DL11-RW,1x5(R/3+W/2),DC110V,RED/WHITE,30x40,LED,YONGSUNG/KOREA | ea
142 | VB2 | A31900034 | RES,KZG,30W,0.9k Ohm,tolerance 5%,RARA/KOREA. | M10 | ea | 4 | M10,, | 08660004685 | RES,KZG,30W,0.9k Ohm,tolerance 5%,RARA/KOREA | ea
143 | VB2 | A32600001 | T/B,YSAT015-01ZA,1P,15A,ASSEMBLY TERMINAL BLOCK,BOLT:Zn PLATING,YONGSUNG/KOREA | M10 | ea | 34 | M10,, | 10062725102 | T/B,YSAT015-01ZA 1P 15A,ASSEMBLY TERMINAL BLOCK(BOLT:Zn PLATING),YONGSUNG/KOREA | ea
144 | VB2 | A32600012 | T/B,YSFT100-04ZF,4P,100A,FIXING TERMINAL BLOCK,BOLT:Zn PLATING,W/PVC COVER,YONGSUNG/KOREA | E31 | ea | 19 | E31,, | 10062725108 | T/B,YSFT100-04ZF 4P 100A,FIXING TERMINAL BLOCK(BOLT:Zn PLATING) W/PVC COVER,YONGSUNG/KOREA | ea
145 | VB2 | A32600012 | T/B,YSFT100-04ZF,4P,100A,FIXING TERMINAL BLOCK,BOLT:Zn PLATING,W/PVC COVER,YONGSUNG/KOREA | M10 | ea | 1 | M10,, | 10062725108 | T/B,YSFT100-04ZF 4P 100A,FIXING TERMINAL BLOCK(BOLT:Zn PLATING) W/PVC COVER,YONGSUNG/KOREA | ea
146 | VB2 | A32600015 | T/B,YSCT-02AFS,2P,COMMON TERMINAL BLOCK,BOLT:STAINLESS STEEL,W/PVC COVER,YONGSUNG/KOREA | A12 | ea | 2 | A12,, | 10062725109 | T/B,YSCT-02AFS 2P,BOLT:STAINLESS STEEL(W/PVC COVER),YONGSUNG/KOREA | ea
147 | VB2 | A32600015 | T/B,YSCT-02AFS,2P,COMMON TERMINAL BLOCK,BOLT:STAINLESS STEEL,W/PVC COVER,YONGSUNG/KOREA | E31 | ea | 103 | E31,, | 10062725109 | T/B,YSCT-02AFS 2P,BOLT:STAINLESS STEEL(W/PVC COVER),YONGSUNG/KOREA | ea
148 | VB2 | A63300082 | INSULATOR,EPOXY RESIN,LGD-14586,D86 H145,SG120011,CAMTEC/KOREA | E31 | ea | 232 | E31,, | 67918200006 | INSULATOR,EPOXY RESIN,LGD-14586,SG120011,D86 H145,CAMTEC/KOREA | ea
149 | VB2 | A63300082 | INSULATOR,EPOXY RESIN,LGD-14586,D86 H145,SG120011,CAMTEC/KOREA | M10 | ea | 2 | M10,, | 67918200006 | INSULATOR,EPOXY RESIN,LGD-14586,SG120011,D86 H145,CAMTEC/KOREA | ea
150 | VB2 | A63300084 | INSULATOR,EPOXY RESIN,LGD-22090,D90 H220,SG120007,CAMTEC/KOREA | M20 | ea | 30 | M20,, | 67918200001 | INSULATOR,EPOXY RESIN,LGD-22090,SG120007,D90 H220,CAMTEC/KOREA | ea
151 | VB2 | A63300085 | INSULATOR,EPOXY RESIN,LGD-4040,D40 H40,SG120013,CAMTEC/KOREA | E31 | ea | 23 | E31,, | 67918200003 | INSULATOR,EPOXY RESIN,LGD-4040,SG120013,D40 H40,CAMTEC/KOREA | ea
152 | VB2 | A63300085 | INSULATOR,EPOXY RESIN,LGD-4040,D40 H40,SG120013,CAMTEC/KOREA | M20 | ea | 1105 | M20,, | 67918200003 | INSULATOR,EPOXY RESIN,LGD-4040,SG120013,D40 H40,CAMTEC/KOREA | ea
153 | VB2 | A63300086 | INSULATOR,EPOXY RESIN,LGD-9080,D80 H90,SG120186,KERI TEST,CAMTEC/KOREA | E31 | ea | 90 | E31,, | 67914100005 | INSULATOR,EPOXY RESIN,LGD-9080,SG120186,D80 H90,KERI TEST,CAMTEC/KOREA | ea
154 | VB2 | A63300086 | INSULATOR,EPOXY RESIN,LGD-9080,D80 H90,SG120186,KERI TEST,CAMTEC/KOREA | M10 | ea | 15 | M10,, | 67914100005 | INSULATOR,EPOXY RESIN,LGD-9080,SG120186,D80 H90,KERI TEST,CAMTEC/KOREA | ea
155 | VB2 | A62100064 | CLIP,CLIP,DC-M3C-M-S-N-24-10,3RY(CONTROL SIDE) MOVING 24P(NO.1-24)10A, SUSOL MCC, K CODE 01660000112, DAECHANG ELEC., KOREA | M10 | ea | 4 | M10,, | 51213715048 | CLIP,CLIP,SOLUTION MCC,3'RY(CONTROL SIDE) MOVING 24P(NO.1-24)10A DC-M3C-M-S-N-24-10 K CODE 01660000112 DAECHANG ELEC/KOREA | ea
156 | VB2 | A62100065 | CLIP,CLIP,DC-M3C-F-S-N-24-10,3RY(CONTROL SIDE) FIXED 24P(NO.1-24)10A, SUSOL MCC, K CODE 01660000113, DAECHANG ELEC., KOREA | M10 | ea | 2 | M10,, | 51213715049 | CLIP,SUSOL MCC,3'RY(CONTROL SIDE) FIXED 24P(NO.1-24)10A DC-M3C-F-S-N-24-10 K CODE 01660000113 DAECHANG ELEC/KOREA | ea
157 | VB2 | A62100066 | CLIP,CLIP,DC-M3C-M-S-N-24-10,3RY(CONTROL SIDE) MOVING 24P(NO.25-48)10A, SUSOL MCC, K CODE 01660000115, DAECHANG ELEC., KOREA | E31 | ea | 64 | E31,, | 51213715050 | CLIP,SUSOL MCC,3'RY(CONTROL SIDE) MOVING 24P(NO.25-48)10A DC-M3C-M-S-N-24-10 K CODE 01660000115 DAECHANG ELEC/KOREA | ea
158 | VB2 | A62700310 | HANDLE,HANDLE,NHBC-20H,FOR H/V/GN-TYPE&PBD,ABE203C/204C/ABS203C/204C/ABH203C/204C,BLACK,HORIZONTAL WITH DOOR LATCH,DAECHANG ELEC. | M10 | ea | 27 | M10,, | 02160000774 | HANDLE,HANDLE,Black color,Horizontal with door latch,NHBC-20H FOR H/V/GN-TYPE&PBD ABE203C/204C/ABS203C/204C/ABH203C/204CDAECHANG ELEC. | ea
159 | VB2 | A62700312 | HANDLE,HANDLE,NHBC-3H,FOR H/V/GN-TYPE&PBD,ABS53C/54C/63C/64C/ABE103C/ABH33C,BLACK,HORIZONTAL WITH DOOR LATCH,DAECHANG ELEC. | M10 | ea | 28 | M10,, | 02160000776 | HANDLE,HANDLE,Black color,Horizontal with door latch,NHBC-3H FOR H/V/GN-TYPE&PBD ABS53C/54C/63C/64C/ABE103C/ABH33CDAECHANG ELEC. | ea
160 | VB2 | A62700428 | HANDLE,HANDLE,UNIT GEAR ASSY,SUSOL MCC,K CODE 2160000573, DAECHANG ELEC, KOREA | M10 | ea | 6 | M10,, | 02160000784 | HANDLE,HANDLE,Susol MCC,UNIT GEAR ASSY (K CODE: 2160000573)DAECHANG ELEC/KOREA | ea
161 | VB2 | A62700429 | HANDLE,HANDLE,HD-P-2,SUSOL MCC,K CODE 2160000547, HYUNDAI HANDLE Ind, KOREA | E31 | ea | 518 | E31,, | 02160000785 | HANDLE,HANDLE,Susol MCC,HD-P-2 (K CODE: 2160000547)HYUNDAI HANDLE Ind/KOREA | ea
162 | VB2 | A62700429 | HANDLE,HANDLE,HD-P-2,SUSOL MCC,K CODE 2160000547, HYUNDAI HANDLE Ind, KOREA | M10 | ea | 582 | M10,, | 02160000785 | HANDLE,HANDLE,Susol MCC,HD-P-2 (K CODE: 2160000547)HYUNDAI HANDLE Ind/KOREA | ea
163 | VB2 | A62700430 | HANDLE,HANDLE,DRAW HANDLE LARGE,SUSOL MCC,GM0802,K CODE 55214111013, HYUNDAI HANDLE IND, KOREA | E31 | ea | 337 | E31,, | 02160000786 | HANDLE,HANDLE,Susol MCC,Draw handle large GM0802 (K CODE: 55214111013) HYUNDAI HANDLE IND/KOREA | ea
164 | VB2 | A62700432 | HANDLE,HANDLE,OPH 250A LOCKER BRACKET ASSY,SUSOL MCC, K CODE 02160000544, DAECHANG ELEC, KOREA | M10 | ea | 4 | M10,, | 02160000787 | HANDLE,HANDLE,Susol MCC,OPH 250A LOCKER BRACKET ASSY (K CODE: 02160000544)DAECHANG ELEC/KOREA | ea
165 | VB2 | A62700462 | HANDLE,FUSE COVER(14.5MM),GRMU LFL, K CODE 55213568002, DAESIN, KOREA | A12 | ea | 207 | A12,, | 5521VR68002 | HANDLE,FUSE COVER,GRMU LFL,VR | ea
166 | VB2 | A63900222 | NAME PLATE,NAME PLATE,STICKER,STATUS WINDOW POSITION,SUSOL MCC,K CODE 02860001314, Daechang Elec, KOREA | E31 | ea | 34 | E31,, | NA | #N/A | #N/A
167 | VB2 | A63900222 | NAME PLATE,NAME PLATE,STICKER,STATUS WINDOW POSITION,SUSOL MCC,K CODE 02860001314, Daechang Elec, KOREA | M10 | ea | 462 | M10,, | NA | #N/A | #N/A
168 | VB2 | A62100087 | CLIP,CLIP CONTROL BUS 4P 2SQ, MC0104-P1 & MC0105-P4,SOLUTION MCC,COMBINE DETAIL MC1344 & MC1342 WITH BUSBAR MC1339 (P1,P2),KOREA | E31 | ea | 8 | E31,, | 51213715055 | CLIP,CLIP,SOLUTION MCC,3'RY MOVING/FIXED 24P 10A MC0106-1 VER.1 | ea
169 | VB2 | A62100087 | CLIP,CLIP CONTROL BUS 4P 2SQ, MC0104-P1 & MC0105-P4,SOLUTION MCC,COMBINE DETAIL MC1344 & MC1342 WITH BUSBAR MC1339 (P1,P2),KOREA | M10 | ea | 36 | M10,, | 51213715055 | CLIP,CLIP,SOLUTION MCC,3'RY MOVING/FIXED 24P 10A MC0106-1 VER.1 | ea
170 | VB2 | A61400185 | BOSS,PLUG,EXTENSION ASSY,GRMU COM, KOREA CODE 73263570001 | A12 | set | 27 | A12,, | 7326VR60002 | PLUG,EXTENSION ASS'Y,GRMU COM,VR,KOREA CODE 73263570001 | set
171 | VB2 | A61400185 | BOSS,PLUG,EXTENSION ASSY,GRMU COM, KOREA CODE 73263570001 | E31 | set | 8 | E31,, | 7326VR60002 | PLUG,EXTENSION ASS'Y,GRMU COM,VR,KOREA CODE 73263570001 | set
172 | VB2 | A61400185 | BOSS,PLUG,EXTENSION ASSY,GRMU COM, KOREA CODE 73263570001 | M10 | set | 1 | M10,, | 7326VR60002 | PLUG,EXTENSION ASS'Y,GRMU COM,VR,KOREA CODE 73263570001 | set
173 | VB2 | A61400186 | BOSS,PLUG,END ASSY,GRMU COM, KOREA CODE 73263570002 | A12 | set | 10 | A12,, | 7326VR60001 | PLUG,END ASS'Y,GRMU COM,KOREA CODE 73263570002 | set
174 | VB2 | A61400186 | BOSS,PLUG,END ASSY,GRMU COM, KOREA CODE 73263570002 | M10 | set | 37 | M10,, | 7326VR60001 | PLUG,END ASS'Y,GRMU COM,KOREA CODE 73263570002 | set
175 | VB2 | A62700116 | HANDLE,24KV,12KV,7.2KV,MCSG,SILVER,K-CODE NUMBER:02160000388,LEFT TYPE | M20 | set | 62 | M20,, | 02160000770 | HANDLE,HANDLE,MCSG,Silver color,Left open type,24KV,12KV,7.2KV (K-CODE NUMBER:02160000388) | ea
176 | VB2 | A62700264 | HANDLE,HANDLE,LSH-M1(구 HD-14),MODULE,RIGHT OPEN TYPE,K CODE NUMBER: 02160000500,HYUNDAI HANDLE Ind. | E31 | ea | 8 | E31,, | 02160000773 | HANDLE,HANDLE,Right open type,LSH-M1(êµ¬ HD-14) MODULE (K CODE NUMBER: 02160000500)HYUNDAI HANDLE Ind. | ea
177 | VB2 | A62700264 | HANDLE,HANDLE,LSH-M1(구 HD-14),MODULE,RIGHT OPEN TYPE,K CODE NUMBER: 02160000500,HYUNDAI HANDLE Ind. | M10 | ea | 3 | M10,, | 02160000773 | HANDLE,HANDLE,Right open type,LSH-M1(êµ¬ HD-14) MODULE (K CODE NUMBER: 02160000500)HYUNDAI HANDLE Ind. | ea
178 | VB2 | A62700331 | HANDLE,HANDLE,MCSG,Left open type,DOUBLE LOCK,HYUNDAI HANDLE Ind.(CODE :02160000442) | M10 | set | 73 | M10,, | 02160000779 | HANDLE,HANDLE,MCSG,Left open type,(CODE :02160000442)DOUBLE LOCK,HYUNDAI HANDLE Ind. | ea
179 | VB2 | A62700331 | HANDLE,HANDLE,MCSG,Left open type,DOUBLE LOCK,HYUNDAI HANDLE Ind.(CODE :02160000442) | M20 | set | 72 | M20,, | 02160000779 | HANDLE,HANDLE,MCSG,Left open type,(CODE :02160000442)DOUBLE LOCK,HYUNDAI HANDLE Ind. | ea
180 | VB2 | A91200381 | STICKER,STICKER PHASE,TYPE A,B,C,N (Yellow, Green, Red, Black),STK-PHASE-028, 30PI,VIET NAM | M10 | set | 40 | M10,, | 79668200126 | STICKER,STICKER PHASE,30PI,TYPE A/B/C/N (Yellow/Green/Red/Black),STK-PHASE-028,VIET NAM | set
181 | VB2 | A83200500 | TUBE,Number Tube,M11TUBE,6.0(6.0)Sqmm,WHITE,SAVE-IT MAX/KOREA | M20 | m | 210 | M20,, | NA | #N/A | #N/A
182 | VB2 | A22300740 | AUX RELAY,HMY4SN-D110,DC110V,AUX.CONTACT:4C,5A,W/Socket HMY4S and hold down clip,LED,HIVERO/CHINA | M10 | ea | 372 | M10,, | 12870000979 | AUX RELAY,HMY4SN-D110,COIL VOLTAGE:DC110V,AUX.CONTACT:4C,W/SOCKET HMY4S,LED,HOLD DOWN CLIP,HIVERO/CHINA | ea
183 | VB2 | A85100331 | WIRE,KIV CABLE,1Cx6.0 SQmm,450/750 V-Cu/PVC TCVN 6610/IEC 60227,GREEN/YELLOW,SH CABLE/VIET NAM | M30 | m | 3673 | M30,, | 41564250147 | WIRE,450/750V-Cu/PVC,KIV,1Cx6.0 SQmm,GREEN/YELLOW,CLASS 5,COSMOLINK VINA/VIETNAM | m
184 | VB2 | A17102237 | CT,KBM-05,1.2kV,500/5A,15VA,1.0CL,50Hz,LIGHTSTAR/KOREA. | M10 | ea | 3 | M10,, | 24060027145 | CT,KBM-05,1.2kV,500/5A,15VA,1.0CL,50Hz,LIGHTSTAR/KOREA | ea
185 | VB2 | A66000032 | WASHER,SPRING WASHER,M8,SM45C,Ep-Fe/Zn 5/CM2(Cr3/White) | M20 | ea | 7500 | M20,, | 04060001409 | WASHER,SPRING WASHER,M8,SM45C Ep-Fe/Zn 5/CM2(Cr3/White) | ea
186 | VB2 | A65100012 | SCREW,(+)FLAT HEAD SCREW,M6,L10,STS304 | M20 | ea | 3000 | M20,, | 03660002326 | SCREW,(+)FLAT HEAD SCREW,M6,L10,STS304 | ea
187 | VB2 | A65100017 | SCREW,(+)FLAT HEAD SCREW,M6,L15,STS | M10 | ea | 24500 | M10,, | 03660002327 | SCREW,(+)FLAT HEAD SCREW,M6,L15,STS | ea
188 | VB2 | A12000889 | AM,KAA-81,0-15A,CT:15/1A,50/60Hz,1.0CL,LIGHTSTAR/KOREA. | M10 | ea | 1 | M10,, | 17010003506 | AM,KAA-81,0-15A,CT:15/1A,50/60Hz,1.0CL,LIGHTSTAR/KOREA | ea
189 | VB2 | A12000792 | AM,KAA-08,0-400-1200A,CT:400/1A,60Hz,1.0CL,OVER SCALE,LIGHTSTAR/KOREA. | M10 | ea | 4 | M10,, | 17010003496 | AM,KAA-08,0-400-1200A,CT:400/1A,60Hz,1.0CL,OVER SCALE,LIGHTSTAR/KOREA | ea
190 | VB2 | A37800042 | COLOR CAP,CAP,60P,GREEN,CHINA | M20 | ea | 300 | M20,, | #N/A | #N/A | #N/A
191 | VB2 | A37800275 | COLOR CAP,CAP,FOR CABLE 4.0mmSQ,GRAY,CHINA. | M20 | ea | 1000 | M20,, | 05660001164 | COLOR CAP,CAP,FOR CABLE 4.0 SQmm,GRAY,CHINA | ea
192 | VB2 | A37800277 | COLOR CAP,CAP,FOR CABLE 10mmSQ,GRAY,CHINA. | M20 | ea | 1200 | M20,, | 05660001165 | COLOR CAP,CAP,FOR CABLE 10 SQmm,GRAY,CHINA | ea
193 | VB2 | A37600794 | CABLE LUG,BLADE,JOBN 253 2.5,2.5SQ,17MM LENGTH,JEONO / KOREA. | M20 | ea | 21865 | M20,, | 05510001806 | CABLE LUG,BLADE,JOBN 253 2.5,2.5 SQmm,17MM LENGTH,JEONO/KOREA | ea
194 | VB2 | A18000029 | ANN RY,ANC-32 (CODE:604673),POWER:85-300VAC/DC,LED TYPE,FLUSH MOUNTING,RED/GREEN,32 INPUT: 220VAC/VDC,KLEAMSAN/TURKEY | M10 | ea | 2 | M10,, | 14010000358 | ANN RY,ANC-32 (CODE:604673),POWER:AC/DC 85-300V,LED TYPE,FLUSH MOUNTING,RED/GREEN,32 INPUT: AC/DC 220V,KLEAMSAN/TURKEY | ea
195 | VB2 | A24000345 | CAM S/W,HC3306 MNB10,W/NP:MANUAL-AUTO-MODIFY,3 STAGE,HIVERO/VIETNAM | M10 | ea | 3 | M10,, | 25510003049 | CAM S/W,HC3306 MNB10,W/NP:MANUAL-AUTO-MODIFY,HIVERO/KOREA | ea
196 | VB2 | A37600031 | CABLE LUG,RING,JOT 16-M8,16.0SQ,1 HOLE,JEONO / KOREA. | M10 | ea | 12 | M10,, | 05510001797 | CABLE LUG,RING,JOT 16-M8,16.0 SQmm,1 HOLE,JEONO/KOREA | ea
197 | VB2 | A37800040 | COLOR CAP,CAP,50P,BLACK,CHINA. | M20 | ea | 1000 | M20,, | 05660001110 | COLOR CAP,CAP,50P,BLACK,CHINA | ea
198 | VB2 | A37800218 | COLOR CAP,THERMO STC-CAP,JOTC 10,GREEN,SEUNGJEON/KOREA. | M10 | ea | 300 | M10,, | 05660001149 | COLOR CAP,THERMO STC-CAP,JOTC 10,GREEN,SEUNGJEON/KOREA | ea
199 | VB2 | A17600153 | T/D,AC CURRENT T/D,T-36HAA,INPUT:1A(0~1A),50/60Hz,1P,OUTPUT:DC4~20mA,AUX.POWER:AC100-240V,MITSUBISHI/JAPAN. | M10 | ea | 9 | M10,, | 24360001718 | T/D,AC CURRENT T/D,T-36HAA,INPUT:1A(0-1A) 1P,50/60Hz,OUTPUT:DC420mA,AUX.POWER:AC100-240V,MITSUBISHI/JAPAN | ea
200 | VB2 | A19500137 | MPR,3DM2-WRDUH,SETTING RANGE :0.5-60A,50/60Hz,AUX POWER : 100~240VAC/DC,SCHNEIDER | M10 | ea | 1 | M10,, | 15010000333 | MPR,3DM2-WRDUH,SETTING RANGE:0.5-60A,50/60Hz,AUX POWER:AC/DC 100-240V,SCHNEIDER | ea
201 | VB2 | A24600064 | PB S/W,HC25B-1R,25PI,1a1b,RED COLOR,HIVERO/VIETNAM. | M10 | ea | 7 | M10,, | 25910000547 | PB S/W,HC25B-1R,25PI,1a1b,RED COLOR,HIVERO/VIETNAM | ea
202 | VB2 | A82350013 | TAPE,Băng dính 2 mặt,VHB-5952, 15mm x 33m x 1.1mm,3M | M20 | rol | 30 | M20,, | 05010000373 | TAPE,Băng dính 2 mặt,VHB-5952,15mm x 33m x 1.1mm,3M | rol
203 | VB2 | A37800010 | COLOR CAP,CAP,3.5P,GREEN,CHINA. | M10 | ea | 4800 | M10,, | 05660001090 | COLOR CAP,CAP,3.5P,GREEN,CHINA | ea
204 | VB2 | A17600152 | T/D,POWER FACTOR T/D,KTH-B4062S,INPUT:400V/R3/110V/R3,5A,50Hz,3P4W,OUTPUT:DC4~12~20mA,AUX.POWER:AC90~260V/DC110V/DC220V,LIGHTSTAR/KOREA. | M10 | ea | 1 | M10,, | 24360001717 | T/D,POWER FACTOR T/D,KTH-B4062S,INPUT:400V/R3/110V/R3 5A 3P4W,50Hz,OUTPUT:DC4-12-20mA,AUX.POWER:AC90-260V/DC110-220V,LIGHTSTAR/KOREA | ea
205 | VB2 | A32400080 | SOCKET,SOCKET DIN RAIL,FN-DE IP10,FOR RF-4R,ARTECHE/SPAIN. | M10 | ea | 8 | M10,, | 09860000483 | SOCKET,SOCKET DIN RAIL,FN-DE IP10,FOR RF-4R,ARTECHE/SPAIN | ea
206 | VB2 | A32400121 | SOCKET,SOCKET,S986UAMX,2P+E and 1hole,250V,16A,W/plastic cover,With surface box S238,With contact A96/1/2M,SINO/VIETNAM. | M10 | set | 6 | M10,, | 09860000486 | SOCKET,S986UAMX,2P+E and 1hole,250V,16A,W/plastic cover,With surface box S238,With contact A96/1/2M,SINO/VIETNAM | ea
207 | VB2 | A37600831 | CABLE LUG,RING,JOCP 50-M10,50.0SQ,1 HOLE,JEONO / KOREA. | M20 | ea | 784 | M20,, | 05510001824 | CABLE LUG,RING,JOCP 50-M10,50.0 SQmm,1 HOLE,JEONO / KOREA | ea
208 | VB2 | A37600862 | CABLE LUG,RING,JOCP 95-M8,95.0SQ,1 HOLE,JEONO / KOREA. | M20 | ea | 1484 | M20,, | 05510001829 | CABLE LUG,RING,JOCP 95-M8,95.0 SQmm,1 HOLE,JEONO / KOREA | ea
209 | VB2 | A37600027 | CABLE LUG,RING,JOT 10-M12,10.0SQ,1 HOLE,JEONO / KOREA. | M20 | ea | 2958 | M20,, | 05510001796 | CABLE LUG,RING,JOT 10-M12,10.0 SQmm,1 HOLE,JEONO/KOREA | ea
210 | VB2 | A37601121 | CABLE LUG,RING,.JOCP 16-6-1,16.0SQ,1 HOLE,45 ANGLE,JEONO / KOREA. | M10 | ea | 200 | M10,, | 05510001873 | CABLE LUG,RING,JOCP 16-6-1,16.0 SQmm,1 HOLE,45 ANGLE,JEONO / KOREA | ea
211 | VB2 | A37800050 | COLOR CAP,CAP,80P,YELLOW,CHINA. | M20 | ea | 790 | M20,, | 05660001115 | COLOR CAP,CAP,80P,YELLOW,CHINA | ea
212 | VB2 | A37800098 | COLOR CAP,THERMO STC-CAP,JOTC50,YELLOW,SEUNGJEON/KOREA. | M20 | ea | 400 | M20,, | 05660001151 | COLOR CAP,THERMO STC-CAP,JOTC50,YELLOW,SEUNGJEON/KOREA | ea
213 | VB2 | A37800099 | COLOR CAP,THERMO STC-CAP,JOTC50,BLUE,SEUNGJEON/KOREA. | M20 | ea | 500 | M20,, | 05660001133 | COLOR CAP,THERMO STC-CAP,JOTC50,BLUE,SEUNGJEON/KOREA | ea
214 | VB2 | A37600964 | CABLE LUG,RING,JOPT 6.0-M8,6.0SQ,1 HOLE,BLUE,JEONO / KOREA. | M10 | ea | 1000 | M10,, | 05510001852 | CABLE LUG,RING,JOPT 6.0-M8,6.0 SQmm,1 HOLE,BLUE,JEONO/KOREA | ea
215 | VB2 | A37601009 | CABLE LUG,RING,JOCP 150-2-M12,150.0SQ,2 HOLE,JEONO / KOREA. | M10 | ea | 40 | M10,, | 05510001858 | CABLE LUG,RING,JOCP 150-2-M12,150.0 SQmm,2 HOLE,JEONO/KOREA | ea
216 | VB2 | A37800117 | COLOR CAP,THERMO STC-CAP,STC 70,BROWN,SEUNGJEON/KOREA. | M10 | ea | 200 | M10,, | 05660001136 | COLOR CAP,THERMO STC-CAP,STC 70,BROWN,SEUNGJEON/KOREA | ea
217 | VB2 | A32600635 | T/B,HFTB-203S,3P,20A,BOLT:STAINLESS STEEL,W/PVC COVER,HIVERO/VIETNAM | M10 | ea | 15 | M10,, | 10062725152 | T/B,HFTB-203S 3P 20A,FIXING TERMINAL BLOCK(BOLT:STAINLESS STEEL) W/PVC COVER,HIVERO/VIETNAM | ea
218 | VB2 | A37600821 | CABLE LUG,RING,JOT 2.5-M12,2.5SQ,1 HOLE,JEONO / KOREA. | M20 | ea | 7885 | M20,, | 05510001818 | CABLE LUG,RING,JOT 2.5-M12,2.5 SQmm,1 HOLE,JEONO / KOREA | ea
219 | VB2 | A37601093 | CABLE LUG,TYPE-JOR(R),JOR 4-10,4.0SQ,1 HOLE,JEONO / KOREA. | M10 | ea | 959 | M10,, | 05510001863 | CABLE LUG,JOR(R),JOR 4-10,4.0 SQmm,1 HOLE,JEONO/KOREA | ea
220 | VB2 | A37601094 | CABLE LUG,TYPE-JOR(R),JOR 6-10,6.0SQ,1 HOLE,JEONO / KOREA. | M10 | ea | 953 | M10,, | 05510001864 | CABLE LUG,JOR(R),JOR 6-10,6.0 SQmm,1 HOLE,JEONO/KOREA | ea
221 | VB2 | A37600892 | CABLE LUG,RING,JOCP 240-M12,240.0SQ,1 HOLE,JEONO / KOREA. | M10 | ea | 45 | M10,, | 05510001836 | CABLE LUG,RING,JOCP 240-M12,240.0 SQmm,1 HOLE,JEONO/KOREA | ea
222 | VB2 | A37600893 | CABLE LUG,RING,JOCP 185-M12,185.0SQ,1 HOLE,JEONO / KOREA | M10 | ea | 10 | M10,, | 05510001837 | CABLE LUG,RING,JOCP 185-M12,185.0 SQmm,1 HOLE,JEONO/KOREA | ea
223 | VB2 | A37601101 | CABLE LUG,PIPE,95.0SQ,VIETNAM. | M10 | ea | 32 | M10,, | 05510001868 | CABLE LUG,PIPE,95.0 SQmm,VIETNAM | ea
224 | VB2 | A37800090 | COLOR CAP,THERMO STC-CAP,JOTC35,RED,SEUNGJEON/KOREA. | M10 | ea | 500 | M10,, | 05660001125 | COLOR CAP,THERMO STC-CAP,JOTC35,RED,SEUNGJEON/KOREA | ea
225 | VB2 | A37400070 | CABLE GLAND,Nickel Plated Brass,M88x2.0,cable diameter 65-70mm,HONGXIANG/CHINA. | M10 | ea | 180 | M10,, | 05410000269 | CABLE GLAND,Nickel Plated Brass,M88x2.0‚cable diameter 65-70mm,HONGXIANG/CHINA | ea
226 | VB2 | A37600005 | CABLE LUG,RING,JOT 2.5-M5,2.5SQ,1 HOLE,JEONO / KOREA. | M20 | ea | 9000 | M20,, | 05510001786 | CABLE LUG,RING,JOT 2.5-M5,2.5 SQmm,1 HOLE,JEONO/KOREA | ea
227 | VB2 | A63900257 | NAME PLATE,NP,RMU,W70xH108x0.5T,SUS 304,VIETNAM | M10 | ea | 22 | M10,, | #N/A | #N/A | #N/A
228 | VB2 | A63900258 | NAME PLATE,NAME PLATE FOR LS-PNL,SERIAL NUMBER,W110,H60,0.8T,ALUMINUM,BACKGROUND: WHITE,LETTER: BLACK AND PAINTED, CARVED ON BACKGROUND,VIETNAM | M10 | ea | 38 | M10,, | NA | #N/A | #N/A
229 | VB2 | A63900259 | NAME PLATE,NAME PLATE FOR LS-PNL,SERIAL NUMBER,W130,H80,0.8T,ALUMINUM,BACKGROUND: WHITE,LETTER: BLACK AND PAINTED, CARVED ON BACKGROUND,VIETNAM | M10 | ea | 35 | M10,, | 02860001851 | NAME PLATE,ALUMINUM,NAME PLATE FOR LS-PNL,W130xH80x0.8T,SERIAL NUMBER,BACKGROUND: WHITE_BACKGROUND: WHITE_LETTER: BLACK AND PAINTED CARVED ON BACKGROUND,VIETNAM | ea
230 | VB2 | A62800012 | HINGE,W44100001,PANEL | M10 | ea | 93 | M10,, | 46418200014 | HINGE,PANEL,W44100001 | ea
231 | VB2 | A62800049 | HINGE,HINGE,CL219Z1A001(BLACK),SHENGJIU | M10 | ea | 4 | M10,, | 46418200016 | HINGE,CL219Z1A001(BLACK),SHENGJIU | ea
232 | VB2 | A62800084 | HINGE,HINGE,HL036-1.3,Black powder coated,HENGZHU/CHINA | M10 | ea | 6 | M10,, | 46418200021 | HINGE,HL036-1.3,Black powder coated,HENGZHU/CHINA | ea
233 | VB2 | A62800085 | HINGE,HINGE,DOOR SUSOL HINGE,LV,HV(MESG) MODULE,46423172501/With HEX SOCKET SCREW M10L12 *2+FLAT SOCKET SCREW M10L12*1+P/W M10*3,VIETNAM | M10 | ea | 5 | M10,, | 46418200022 | HINGE,DOOR SUSOL HINGE,LV,HV(MESG) MODULE,46423172501/With HEX SOCKET SCREW M10L12 *2+FLAT SOCKET SCREW M10L12*1+P/W M10*3,VIETNAM | ea
234 | VB2 | A62800091 | HINGE,HINGE,EM-63-16.2,WIth HEX BOLT M8L16*3+P/W*3+S/W*3,VIETNAM | M10 | ea | 48 | M10,, | 46418200023 | HINGE,EM-63-16.2,WIth HEX BOLT M8L16*3+P/W*3+S/W*3,VIETNAM | ea
235 | VB2 | A63900342 | NAME PLATE,NP23,OUTDOOR TYPE,25x160x1.0T,SUS 316L,VPNA/VIETNAM | M10 | ea | 6 | M10,, | NA | #N/A | #N/A
236 | VB2 | A63300092 | INSULATOR,EPOXY RESIN,D19H25,SM-25S,CHINA | M10 | ea | 388 | M10,, | 67914100006 | INSULATOR,EPOXY RESIN,D19 H25,SM-25S,CHINA | ea
237 | VB2 | A63300093 | INSULATOR,EPOXY RESIN,D40H40,SM-40,CHINA | M10 | ea | 374 | M10,, | 67914100007 | INSULATOR,EPOXY RESIN,D40 H40,SM-40,CHINA | ea
238 | VB2 | A63600008 | LIFTER,FRAME ASSY MOVING SUPPORTER 36/40.5 KV,54623173501,LS KOREA | M10 | set | 1 | M10,, | 54623173501 | FRAME ASS'Y,MOVING SUPPORTER,36/40.5kV | ea
239 | VB2 | A63600058 | LIFTING DEVICE,VCB TROLLEY,W=800,VCB SUSOL-12kV(VL-H TYPE),630,1250,2000A/25,31.5kA/P210,W44033799,LS-VINA | M10 | ea | 7 | M10,, | 02660000354 | LIFTER,VCB TROLLEY,W=800,VCB SUSOL-12kV(VL-H TYPE),630-1250A-2000A/25-31.5kA/P210,W44033799,LS-VINA | ea
240 | VB2 | A63600124 | LIFTER,ACB LIFTER,Hmax=2180, Hmin=1033,S44065583,VIETNAM | M10 | ea | 7 | M10,, | 02660000347 | LIFTER,ACB LIFTER,Hmax=2180 Hmin=1033,S44065583,VIETNAM | ea
241 | VB2 | A63900403 | NAME PLATE,NP02,INDOOR,12.5x40x2T,ACRYL,LOCAL | M10 | ea | 60 | M10,, | 02860001849 | NAME PLATE,ACRYL,NP02,12.5x40x2T,INDOOR,LOCAL | ea
242 | VB2 | A63900404 | NAME PLATE,NP,INDOOR,30x12x2T,ACRYL,LOCAL | M10 | ea | 18 | M10,, | 02860001850 | NAME PLATE,ACRYL,NP,30x12x2T,INDOOR,LOCAL | ea
243 | VB2 | A63600143 | LIFTER,LIFTING ANGLE,W625,S44040635-P1 (2.5KG),VIETNAM | M10 | ea | 4 | M10,, | 02660000365 | LIFTER,LIFTING ANGLE,W625,S44040635-P1 (2.5KG),VIET NAM | ea
244 | VB2 | A63600144 | LIFTER,LIFTING ANGLE,W800,S44040635-P2 (3KG),VIETNAM | M10 | ea | 4 | M10,, | 02660000366 | LIFTER,LIFTING ANGLE,W800,S44040635-P2 (3KG),VIET NAM | ea
245 | VB2 | A63600157 | LIFTER,LIFTING ANGLE,MH15845 (2.3kG),VIETNAM | M10 | ea | 10 | M10,, | 02660000367 | LIFTER,LIFTING ANGLE,MH15845 (2.3kG),VIET NAM | ea
246 | VB2 | A63700001 | LINER,SMC-T8,PANEL,S55000363-C1 | M10 | ea | 269 | M10,, | 46768200004 | LINER,PANEL,SMC-T8,S55000363-C1 | ea
247 | VB2 | A62000004 | CLAMP,INSULATION 3P4W P=130,LV PANEL,S44157082 | M10 | ea | 96 | M10,, | 01610000196 | CLAMP,INSULATION 3P4W P=130,LV PANEL,S44157082_ | ea
248 | VB2 | A62000029 | CLAMP,CLAMP ASSY, CABLE, GRMU, DRAWING 51123569001, DAESIN, KOREA | M10 | ea | 480 | M10,, | 5112VR69001 | CLAMP ASS'Y,CABLE,GRMU,VR | ea
249 | VB2 | A62000044 | CLAMP,CLAMP,INSULATION 3P4W P=130,LV PANEL,BMC,S44157082,VIETNAM | M10 | ea | 442 | M10,, | 01610000197 | CLAMP,CLAMP,INSULATION 3P4W P=130,LV PANEL,BMC,S44157082_,VIET NAM | ea
250 | VB2 | A62000061 | CLAMP,CLAMP,INSULATION 3P4W P=100,LV PANEL,BMC,S44157081A,VIETNAM | M10 | ea | 34 | M10,, | 01610000191 | CLAMP,INSULATION 3P4W P=100,LV PANEL,BMC,S44157081A,VIET NAM | ea
251 | VB2 | A62000062 | CLAMP,CLAMP,INSULATION,MCC,BMC,MC1347H,VIETNAM | M10 | ea | 3 | M10,, | 01610000192 | CLAMP,INSULATION,MCC,BMC,MC1347H,VIET NAM | ea
252 | VB2 | A62000063 | CLAMP,CLAMP,INSULATION,MCC,BMC,MC1346H,VIETNAM | M10 | ea | 7 | M10,, | 01610000193 | CLAMP,INSULATION,MCC,BMC,MC1346H,VIET NAM | ea
253 | VB2 | A62000064 | CLAMP,CABLE CLAMP,Cable diameter 13-25mm,K13/25 | M10 | ea | 84 | M10,, | 01610000198 | CLAMP,CABLE CLAMP,Cable diameter 13-25 mm,K13/25 | ea
254 | VB2 | A62800096 | HINGE,HINGE,EM-CL226B-2A,VIETNAM | M10 | ea | 179 | M10,, | 46418200024 | HINGE,EM-CL226B-2A,VIETNAM | ea
255 | VB2 | A63300064 | INSULATOR,EPOXY RESIN,D25 H25,MNS25*25, M6,DOWE/CHINA | M10 | ea | 296 | M10,, | 67914100008 | INSULATOR,EPOXY RESIN,D25 H25,MNS25*25,M6,DOWE/CHINA | ea
256 | VB2 | A63300068 | INSULATOR,EPOXY RESIN,D75 H225,ZJ-24Q, 75*225,DOWE/CHINA | M10 | ea | 60 | M10,, | 67914100009 | INSULATOR,EPOXY RESIN,D75 H225,ZJ-24Q,75*225,DOWE/CHINA | ea
257 | VB2 | A63500009 | KEY,Key for lock HD-R-4,8.6PI, L55,Galvanized cast iron,Hengzhu | M10 | ea | 32 | M10,, | 02560000411 | KEY,Key for lock HD-R-4,8.6PI,L55,Galvanized cast iron,HENGZHU | ea
258 | VB2 | A85100545 | WIRE,FLAME RETARDANT,1Cx1.5 SQmm,0.6/1kV Cu/H-PVC(HKIV),CLASS 5,YELLOW,COSMOLINK/VIETNAM | M30 | m | 170 | M30,, | 41564250089 | WIRE,0.6/1kV Cu/FR-HPVC,HKIV(Heat Resistant PVC),1Cx1.5 SQmm,YELLOW,CLASS 5,COSMOLINK VINA/VIETNAM | m
259 | VB2 | A85100546 | WIRE,FLAME RETARDANT,1Cx4.0 SQmm,0.6/1kV Cu/H-PVC(HKIV),CLASS 5,YELLOW,COSMOLINK/VIETNAM | M10 | m | 50 | M10,, | 41564250104 | WIRE,0.6/1kV Cu/FR-HPVC,HKIV(Heat Resistant PVC),1Cx4.0 SQmm,YELLOW,CLASS 5,COSMOLINK VINA/VIETNAM | m
260 | VB2 | A85100546 | WIRE,FLAME RETARDANT,1Cx4.0 SQmm,0.6/1kV Cu/H-PVC(HKIV),CLASS 5,YELLOW,COSMOLINK/VIETNAM | M30 | m | 1480 | M30,, | 41564250104 | WIRE,0.6/1kV Cu/FR-HPVC,HKIV(Heat Resistant PVC),1Cx4.0 SQmm,YELLOW,CLASS 5,COSMOLINK VINA/VIETNAM | m
261 | VB2 | A91200227 | STICKER,30PI WITH LETTER INSIDE-C (RED) | M10 | ea | 340 | M10,, | 79668200131 | STICKER,30PI WITH LETTER INSIDE-C (RED) | ea
262 | VB2 | A91200228 | STICKER,Label for LM panel,120x60mm, Refer to attached file | M10 | ea | 1 | M10,, | 79668200075 | STICKER,Label for LM panel,120x60mm,Refer to attached file | ea
263 | VB2 | A91200242 | STICKER,15PI WITH LETTER INSIDE-N,BLUE,VPNA/VIETNAM | M10 | ea | 63 | M10,, | 79668200123 | STICKER,15PI WITH LETTER INSIDE-N,BLUE,VPNA/VIET NAM | ea
264 | VB2 | A91200247 | STICKER,NOTICE "Padlock",HxW: 46.5mmx115mm,Words: English,MCSG type,VPNA/VIETNAM | M10 | ea | 504 | M10,, | 79668200077 | STICKER,NOTICE "Padlock",MCSG type,HxW: 46.5mmx115mm,Words: English,VPNA/VIETNAM | ea
265 | VB2 | A91200258 | STICKER,STICKER FOR RMU, 20PI,VPNA/VIETNAM | M10 | ea | 236 | M10,, | 7966VR01007 | STICKER,STICKER FOR RMU,20PI,VPNA/VIETNAM | ea
266 | VB2 | A91200262 | STICKER,STICKER C-AIS,ON-OFF FOR E/S (CU-AP) (65x65),DWG NO :S44037719A,VPNA/VIETNAM | M10 | ea | 534 | M10,, | 79668200103 | STICKER,STICKER C-AIS,ON-OFF FOR E/S (CU-AP) (65x65),DWG NO :S44037719A,VPNA/VIET NAM | ea
267 | VB2 | A91200271 | STICKER,STICKER C-AIS,HxW: 179mmx145mm, (E/S) OF C-AIS/ CU TYPE,Words: English,VPNA/VIETNAM | M10 | ea | 576 | M10,, | 79668200082 | STICKER,STICKER C-AIS,(E/S) OF C-AIS/ CU TYPE,HxW: 179mmx145mm,Words: English,VPNA/VIETNAM | ea
268 | VB2 | A91200275 | STICKER,30PI,WITH LETTER INSIDE-R,RED,VPNA/VIETNAM | M10 | ea | 30 | M10,, | 79668200105 | STICKER,30PI WITH LETTER INSIDE-R,RED,VPNA/VIETNAM | ea
269 | VB2 | A91200276 | STICKER,30PI,WITH LETTER INSIDE-S,YELLOW,VPNA/VIETNAM | M10 | ea | 30 | M10,, | 79668200106 | STICKER,30PI WITH LETTER INSIDE-S,YELLOW,VPNA/VIETNAM | ea
270 | VB2 | A91200277 | STICKER,30PI,WITH LETTER INSIDE-T,BLUE,VPNA/VIETNAM | M10 | ea | 30 | M10,, | 79668200107 | STICKER,30PI WITH LETTER INSIDE-T,BLUE,VPNA/VIETNAM | ea
271 | VB2 | A91200146 | STICKER,SHUTTER STICKER,STICKER TYPE HT-02,FOR FEEDER | M10 | ea | 28 | M10,, | 79668200087 | STICKER,SHUTTER STICKER,STICKER TYPE HT-02,FOR FEEDER | ea
272 | VB2 | A91200148 | STICKER,SHUTTER STICKER,STICKER TYPE HT-04,FOR PT | M10 | ea | 14 | M10,, | 79668200088 | STICKER,SHUTTER STICKER,STICKER TYPE HT-04,FOR PT | ea
273 | VB2 | A91200152 | STICKER,SHUTTER STICKER,STICKER TYPE HT-05,FOR OUTGOING | M10 | ea | 1 | M10,, | 79668200089 | STICKER,SHUTTER STICKER,STICKER TYPE HT-05,FOR OUTGOING | ea
274 | VB2 | A91200179 | STICKER,LOCK HANDLE,SMCC OPEN-CLOSE,Inside 30PI &Outside 45PI,VIET NAM | M10 | ea | 2129 | M10,, | 79668200092 | STICKER,LOCK HANDLE,SMCC OPEN-CLOSE,Inside 30PI &Outside 45PI,VIET NAM | ea
275 | VB2 | A91200181 | STICKER,SHUTTER STICKER,STICKER TYPE HT-07,FOR INCOMING,VPNA/VIETNAM | M10 | ea | 12 | M10,, | 79668200132 | STICKER,SHUTTER STICKER,STICKER TYPE HT-07,FOR INCOMING,VPNA/VIET NAM | ea
276 | VB2 | A83200293 | TUBE,Thin Wall Tube (Up to 3.3KV),GSC,20/10,YELLOW,GALA/INDIA | M10 | m | 111.7 | M10,, | NA | #N/A | #N/A
277 | VB2 | A83200302 | TUBE,Thin Wall Tube (Up to 3.3KV),GSC,150/75,BLACK,GALA/INDIA | M10 | m | 1360 | M10,, | NA | #N/A | #N/A
278 | VB2 | A83200321 | TUBE,Thin Wall Tube (Up to 3.3KV),GSC,100/50,GREEN,GALA/INDIA | M10 | m | 25 | M10,, | NA | #N/A | #N/A
279 | VB2 | A83200323 | TUBE,Thin Wall Tube (Up to 3.3KV),GSC,20/10,GREEN,GALA/INDIA | M10 | m | 287 | M10,, | NA | #N/A | #N/A
280 | VB2 | A81100130 | COPPER,C1100BB-H/2,BUSBAR-SQUARE CORNERS,T15,W50,L3000,20.07KG/BAR | M10 | kg | 161.3 | M10,, | 40310007423 | COPPER,BUSBAR-SQUARE CORNERS,C1100BB-H/2,T5,W50,20.07KG/BAR | kg
281 | VB2 | A78100031 | BUSBAR,CONNECTION BUSBAR SMCC,MC1610-P6, C1100BB-1/2H,VIETNAM | M10 | ea | 26 | M10,, | 70218200109 | BUSBAR,C1100BB-1/2H,CONNECTION BUSBAR SMCC,MC1610-P6,VIETNAM | ea
282 | VB2 | A78100032 | BUSBAR,CONNECTION BUSBAR SMCC,MC1610-P5, C1100BB-1/2H,VIETNAM | M10 | ea | 23 | M10,, | 70218200110 | BUSBAR,C1100BB-1/2H,CONNECTION BUSBAR SMCC,MC1610-P5,VIETNAM | ea
283 | VB2 | A82200036 | PIPE,Ống luồn dây điện,nhựa PVC tự chống cháy,Ø20,Trắng | M10 | m | 6.96 | M10,, | 58118276001 | PIPE,Ống luồn dây điện,PVC tự chống cháy,Φ20,Trắng | ea
284 | VB2 | A82200038 | PIPE,Cút chữ T không nắp,nhựa PVC tự chống cháy,Ø20,Trắng | M10 | ea | 24 | M10,, | 58118276002 | PIPE,Cút chữ T không nắp,PVC tự chống cháy,Φ20,Trắng | ea
285 | VB2 | A82200039 | PIPE,Cút chữ L không nắp,nhựa PVC tự chống cháy,Ø20,Trắng | M10 | ea | 48 | M10,, | 58118276003 | PIPE,Cút chữ L không nắp,PVC tự chống cháy,Φ20,Trắng | ea
286 | VB2 | A74000115 | RAIL,SS400,VCB GUIDE RAIL-R,VH-12H40KA,L=718.7,4T,W44312268,VIETNAM | M10 | set | 1 | M10,, | NA | #N/A | #N/A
287 | VB2 | A74000116 | RAIL,SS400,VCB GUIDE RAIL-L,VH-12H40KA,L=718.7,4T,W44304667,VIETNAM | M10 | set | 1 | M10,, | NA | #N/A | #N/A
288 | VB2 | A82400012 | ACRYL,LAMINATE,1.6T x 600 x1200 (Surface : Black color)(Inside : White color). | M20 | sht | 12 | M20,, | 79818200002 | ACRYL,LAMINATE,1.6Tx600x1200,Surface: Black color/Inside: White color | ea
289 | VB2 | A82400013 | ACRYL,Polycarbonate solid sheet,3.0Tx1220x2440 WHITE. | M10 | sht | 5.22 | M10,, | 79816291002 | ACRYL,Polycarbonate solid sheet,3.0Tx1220x2440,WHITE COLOR | ea
290 | VB2 | A82400014 | ACRYL,BAKELITE,SHEET 5TX1000X2000. | M10 | sht | 8 | M10,, | 79818200003 | ACRYL,BAKELITE,5Tx1000x2000 | ea
291 | VB2 | A82400017 | ACRYL,MECA,1220x2440x3T,WHITE COLOR,TAIWAN. | M10 | sht | 17.15 | M10,, | 79818200004 | ACRYL,MECA,3Tx1220x2440,WHITE COLOR,TAIWAN | sht
292 | VB2 | A74200024 | ROD BAR,SS41P,10PI,L=971,Ep-Fe/Zn 3/CM2,DB44041356-P1 | M10 | ea | 6 | M10,, | 59518200010 | ROD,SS41P,10PI,L=971,Ep-Fe/Zn 3/CM2,DB44041356-P1 | ea
293 | VB2 | A74200041 | ROD BAR,SS41B,10PI,L=970,Ep-Fe/Zn 8/CM2,DB44035466 | M10 | ea | 22 | M10,, | 59518200013 | ROD,SS41B,10PI,L=970,Ep-Fe/Zn 8/CM2,DB44035466 | ea
294 | VB2 | A74200042 | ROD BAR,SS41B,10PI,L=1070,Ep-Fe/Zn 8/CM2,DB44035466 | M10 | ea | 28 | M10,, | 59518200014 | ROD,SS41B,10PI,L=1070,Ep-Fe/Zn 8/CM2,DB44035466 | ea
295 | VB2 | A83000005 | HOOK BAND,HOOK BAND,JBP,20 20PI,JEONO/KOREA | M10 | m | 50 | M10,, | #N/A | #N/A | #N/A
296 | VB2 | A22700102 | LBS,LF-AG-24-21-06,Rated Voltage/BIL(kV): 24/125,630A,50/60Hz,21kA/3s(25kA/1s),Manual oper.,W/Sec. ES,key lock main&ES,2a2b,fuse Holder,fuse blow 1C,SF6 with contact for SF6 presure,door interlock,LSIS/KO | M10 | ea | 7 | M10,, | NA | #N/A | #N/A
297 | VB2 | A22750022 | LBS,Key Lock,Main equipment close position,EA S.R.L./Italy. | M10 | set | 35 | M10,, | 12820000003 | LBS PART,Key Lock,Main equipment close position,EA S.R.L./Italy | set
298 | VB2 | A22750023 | LBS,Key Lock,Earthing switch close position,EA S.R.L./Italy. | M10 | set | 73 | M10,, | 12820000004 | LBS PART,Key Lock,Earthing switch close position,EA S.R.L./Italy | set
299 | VB2 | A22750032 | LBS PART,LBS MOTOR (GEAR BOX),TOTAL ASSY,GEARBOX DC 24V LINK,PACKING,GRMU COM, K CODE 72313570002 | M10 | ea | 3 | M10,, | 7231VR70002 | TOTAL ASS'Y,GEARBOX DC 24V LINK,PACKING,GRMU COM,VR | ea
300 | VB2 | A24000030 | CAM S/W,AM.METER SWITCH,YS C4213-54MRB,W/NP:OFF-R-S-T,YONGSUNG/KOREA | E31 | ea | 2 | E31,, | 25510003027 | CAM S/W,YSC4213-54MRB,W/NP:OFF-R-S-T,AM.METER SWITCH,YONGSUNG/KOREA | ea
301 | VB2 | A24000032 | CAM S/W,PULL SELECT SWITCH&AUTO RETURN,YSDNC3102A-54RP10B,W/NP:OFF-ON,CONTACT 1a1b,YONGSUNG/KOREA | A12 | ea | 2 | A12,, | 25510003029 | CAM S/W,YSDNC3102A-54RP10B,W/NP:OFF-ON,PULL SELECT SWITCH&AUTO RETURN,CONTACT 1a1b,YONGSUNG/KOREA | ea
302 | VB2 | A24000032 | CAM S/W,PULL SELECT SWITCH&AUTO RETURN,YSDNC3102A-54RP10B,W/NP:OFF-ON,CONTACT 1a1b,YONGSUNG/KOREA | E31 | ea | 5 | E31,, | 25510003029 | CAM S/W,YSDNC3102A-54RP10B,W/NP:OFF-ON,PULL SELECT SWITCH&AUTO RETURN,CONTACT 1a1b,YONGSUNG/KOREA | ea
303 | VB2 | A24000035 | CAM S/W,YSDNC2201-59MR10B,W/NP:LOCAL-REMOTE,CONTACT 2a2b,YONGSUNG/KOREA. | E31 | ea | 1 | E31,, | 25510003055 | CAM S/W,YSDNC2201-59MR10B,W/NP:LOCAL-REMOTE,CONTACT 2a2b,YONGSUNG/KOREA | ea
304 | VB2 | A24000149 | CAM S/W,YS C2201-59MOB,W/NP:LOCAL-REMOTE,CONTACT 2a2b,YONGSUNG/KOREA | M10 | ea | 4 | M10,, | 25510003033 | CAM S/W,YSC2201-59MOB,W/NP:LOCAL-REMOTE,CONTACT 2a2b,YONGSUNG/KOREA | ea
305 | VB2 | A22300106 | AUX RELAY,MR-4,DC 110V,4a,LSIS/KOREA | M10 | ea | 2 | M10,, | 1389102000 | MR-4 DC110V 4a (Metasol) EXP (MR4-40-FD-E) | ea
306 | VB2 | A24000318 | CAM S/W,YSDNC3501-54MO10R,W/NP:MANUAL-ATS-REMOTE,3POSITION 5CONTACT BLOCK,3 STAGE,YONGSUNG/KOREA | E31 | ea | 22 | E31,, | 25510003045 | CAM S/W,YSDNC3501-54MO10R,W/NP:MANUAL-ATS-REMOTE,YONGSUNG/KOREA | ea
307 | VB2 | A24000321 | CAM S/W,PULL SELECT SWITCH&AUTO RETURN,YSDNC3102A-54RE10B,W/NP:OPEN-CLOSE,CONTACT 1a1b,Handle Egg type,Standard UL 94/VO,YONGSUNG/KOREA | E31 | ea | 4 | E31,, | 25510003047 | CAM S/W,YSDNC3102A-54RE10B,W/NP:OPEN-CLOSE,Handle Egg type,PULL SELECT SWITCH&AUTO RETURN,CONTACT 1a1b,Standard UL 94/VO,YONGSUNG/KOREA | ea
308 | VB2 | A24300027 | KEY S/W,YS KDNC2405-79M20LN,W/NP:LOCAL-REMOTE,CONTACT 4a4b,KEY REMOVE AT ALL POSITION,2 STAGE,W/KEY,YONGSUNG/KOREA | E31 | ea | 2 | E31,, | 25710000184 | KEY S/W,YSKDNC2405-79M20LN,W/NP:LOCAL-REMOTE,CONTACT 4a4b,ALL POSITION KEY REMOVE,2 STAGE,YONGSUNG/KOREA | ea
309 | VB2 | A24300027 | KEY S/W,YS KDNC2405-79M20LN,W/NP:LOCAL-REMOTE,CONTACT 4a4b,KEY REMOVE AT ALL POSITION,2 STAGE,W/KEY,YONGSUNG/KOREA | M10 | ea | 1 | M10,, | 25710000184 | KEY S/W,YSKDNC2405-79M20LN,W/NP:LOCAL-REMOTE,CONTACT 4a4b,ALL POSITION KEY REMOVE,2 STAGE,YONGSUNG/KOREA | ea
310 | VB2 | A22700098 | LBS,LS-AG-24-21-06,Volt/BIL(kV):24/125kV,630A,50/60Hz,21kA/3s(25kA/1s),Manual oper.,W/key lock main& ES for open/close,contact main& ES each 2a2b,SF6 presure gauge with contact for SF6 presure,LSIS/KOREA | M10 | ea | 33 | M10,, | NA | #N/A | #N/A
311 | VB2 | A62800078 | HINGE,HINGE,DOOR PNL,INSIDE,K CODE 46414112001, GM9269 (REV),KOREA | M10 | ea | 56 | M10,, | NA | #N/A | #N/A
312 | VB2 | A62800082 | HINGE,HINGE ASS'Y,STAR21,AZ_100,GRMU COM,K CODE 46423570001,KOREA | A12 | ea | 40 | A12,, | #N/A | #N/A | #N/A
313 | VB2 | A62800082 | HINGE,HINGE ASS'Y,STAR21,AZ_100,GRMU COM,K CODE 46423570001,KOREA | E31 | ea | 20 | E31,, | #N/A | #N/A | #N/A
314 | VB2 | A62800082 | HINGE,HINGE ASS'Y,STAR21,AZ_100,GRMU COM,K CODE 46423570001,KOREA | M10 | ea | 6 | M10,, | #N/A | #N/A | #N/A
315 | VB2 | A63300035 | INSULATOR,EPOXY RESIN,DCEI 250,D25 H25,0.6KV,DAEJIN/KOREA | E31 | ea | 55 | E31,, | 67918200007 | INSULATOR,EPOXY RESIN,DCEI 250,0.6KV,D25 H25,DAEJIN/KOREA | ea
316 | VB2 | A63300035 | INSULATOR,EPOXY RESIN,DCEI 250,D25 H25,0.6KV,DAEJIN/KOREA | M20 | ea | 1027 | M20,, | 67918200007 | INSULATOR,EPOXY RESIN,DCEI 250,0.6KV,D25 H25,DAEJIN/KOREA | ea
317 | VB2 | A63300087 | INSULATOR,EPOXY RESIN,LGD-9080,D80 H90,SG120186,CAMTEC/KOREA | E31 | ea | 664 | E31,, | 67918200002 | INSULATOR,EPOXY RESIN,LGD-9080,SG120186,D80 H90,CAMTEC/KOREA | ea
318 | VB2 | A63300087 | INSULATOR,EPOXY RESIN,LGD-9080,D80 H90,SG120186,CAMTEC/KOREA | M20 | ea | 187 | M20,, | 67918200002 | INSULATOR,EPOXY RESIN,LGD-9080,SG120186,D80 H90,CAMTEC/KOREA | ea
319 | VB2 | A61600114 | BUSHING,DWB-2002W,24KV,2000A,25KA,WALL-THROUGH BUSHING,AxB: 2-64x16mm,DONGWOO/KOREA | M10 | ea | 3 | M10,, | 45964100012 | BUSHING,DWB-2002W,24kV,2000A,25kA,AxB: 2-64x16mm (WALL-THROUGH BUSHING),DONGWOO/KOREA | ea
320 | VB2 | A62000026 | CLAMP,CLAMP,INSULATION H-BUS,SOLUTION MCC,SM1500,K CODE 51114191437, DAECHANG ELEC, KOREA | E31 | ea | 258 | E31,, | NA | #N/A | #N/A
321 | VB2 | A62000026 | CLAMP,CLAMP,INSULATION H-BUS,SOLUTION MCC,SM1500,K CODE 51114191437, DAECHANG ELEC, KOREA | M10 | ea | 4 | M10,, | NA | #N/A | #N/A
322 | VB2 | A62100014 | CLIP,2'RY FIXED 4P 250A,SOLUTION MCC,MC0114 | E31 | ea | 20 | E31,, | 51213715029 | CLIP,CLIP,SOLUTION MCC,2'RY FIXED 4P 250A MC0114 | ea
323 | VB2 | A62100014 | CLIP,2'RY FIXED 4P 250A,SOLUTION MCC,MC0114 | M10 | ea | 64 | M10,, | 51213715029 | CLIP,CLIP,SOLUTION MCC,2'RY FIXED 4P 250A MC0114 | ea
324 | VB2 | A62100015 | CLIP,2'RY FIXED 4P 400A,SOLUTION MCC,MC0115 | E31 | ea | 5 | E31,, | 51213715030 | CLIP,CLIP,SOLUTION MCC,2'RY FIXED 4P 400A MC0115 | ea
325 | VB2 | A62100016 | CLIP,2'RY 4P 250A,SOLUTION MCC,MC0121 | E31 | ea | 10 | E31,, | 51213715031 | CLIP,CLIP,SOLUTION MCC,2'RY 4P 250A MC0121 | ea
326 | VB2 | A62100017 | CLIP,1/2'RY 3P 400A,SOLUTION MCC,MC0108 | E31 | ea | 22 | E31,, | 51213715032 | CLIP,CLIP,SOLUTION MCC,1/2'RY 3P 400A MC0108 | ea
327 | VB2 | A62100044 | CLIP,CLIP,DC-M1C-M-D-65-3-250,1RY(LINE SIDE) MOVING 3P 250A,SUSOL MCC, K CODE 01660000170, DAECHANG ELEC, KOREA | E31 | ea | 59 | E31,, | 51213715039 | CLIP,SUSOL MCC,1'RY(LINE SIDE) MOVING 3P 250A DC-M1C-M-D-65-3-250 K CODE 01660000170 DAECHANG ELEC/KOREA | ea
328 | VB2 | A62100044 | CLIP,CLIP,DC-M1C-M-D-65-3-250,1RY(LINE SIDE) MOVING 3P 250A,SUSOL MCC, K CODE 01660000170, DAECHANG ELEC, KOREA | M10 | ea | 4 | M10,, | 51213715039 | CLIP,SUSOL MCC,1'RY(LINE SIDE) MOVING 3P 250A DC-M1C-M-D-65-3-250 K CODE 01660000170 DAECHANG ELEC/KOREA | ea
329 | VB2 | A62100045 | CLIP,CLIP,DC-M1C-M-D-65-4-250,1RY(LINE SIDE) MOVING 4P 250A,SUSOL MCC, K CODE 01660000171 , DAECHANG ELEC,KOREA | M10 | ea | 5 | M10,, | 51213715040 | CLIP,SUSOL MCC,1'RY(LINE SIDE) MOVING 4P 250A DC-M1C-M-D-65-4-250 K CODE 01660000170 DAECHANG ELEC/KOREA | ea
330 | VB2 | A62100046 | CLIP,CLIP,DC-M1C-M-D-65-3-400,1RY(LINE SIDE) MOVING 3P 400A,SUSOL MCC, K CODE 1660000094, DAECHANG ELEC., KOREA | E31 | ea | 9 | E31,, | 51213715041 | CLIP,SUSOL MCC,1'RY(LINE SIDE) MOVING 3P 400A DC-M1C-M-D-65-3-400 K CODE 1660000094 DAECHANG ELEC/KOREA | ea
331 | VB2 | A18700102 | ELR,WYER-M12N,MICOM ALARM/TRIP TYPE,12 CIR.SET TYPE,ZCT INPUT:200mA/100mV,RANGE:0.1~1.0A,AUX.POWER:AC/DC 110-240V,50/60Hz,W/BUZZER&LED INDICATOR,FLUSH MOUNTING,WOONYOUNG/KOREA | E31 | ea | 7 | E31,, | #N/A | #N/A | #N/A
332 | VB2 | A22500074 | ES,JN15-24/31.5-275 LEFT,3P,24kV,50Hz,31.5KA/4SEC,AUX 4C,W/BEVEL GEAR 5YF.245.001.4,YUFENG/CHINA | A12 | ea | 1 | A12,, | #N/A | #N/A | #N/A
333 | VB2 | A85000043 | CABLE,CABLE,450/750V XHHW/SIS,FLAME RETARDANT,1Cx6 SQmm,MULTI-CORE CABLES,BLACK,LSCABLE/KOREA | E31 | m | 462 | E31,, | 41564250131 | WIRE,450/750V XHHW/SIS,FLAME RETARDANT,1Cx6.0 SQmm,BLACK,CLASS 5,LS CABLE/KOREA | m
334 | VB2 | A85100228 | WIRE,CABLE,450/750V XHHW/SIS,FLAME RETARDANT,1x6.0 SQmm,YELLOW/GREEN LSCABLE/KOREA | E31 | m | 70 | E31,, | 41564250177 | WIRE,450/750V XHHW/SIS,FLAME RETARDANT,1Cx6.0 SQmm,YELLOW/GREEN‚CLASS 5,LS CABLE/KOREA | m
335 | VB2 | A32600594 | T/B,NUMBERING,Marker for terminal blocks - UCT-TM 6 -0828736,FROM 41~50,PHOENIX CONTACT | M10 | ea | 50 | M10,, | 11020000022 | T/B ASS'Y,NUMBERING/Marker for terminal blocks,UCT-TM 6 -0828736 (FROM 41-50),PHOENIX CONTACT | ea
336 | VB2 | A32600595 | T/B,NUMBERING,Marker for terminal blocks - UCT-TM 6 -0828736,FROM 51~60,PHOENIX CONTACT | M10 | ea | 145 | M10,, | 11020000023 | T/B ASS'Y,NUMBERING/Marker for terminal blocks,UCT-TM 6 -0828736 (FROM 51-60),PHOENIX CONTACT | ea
337 | VB2 | A37600818 | CABLE LUG,RING,JOT 4-M6,4.0SQ,1 HOLE,JEONO / KOREA. | M20 | ea | 7791 | M20,, | 05510001815 | CABLE LUG,RING,JOT 4-M6,4.0 SQmm,1 HOLE,JEONO/KOREA | ea
338 | VB2 | A37600819 | CABLE LUG,RING,JOT 2.5-M8,2.5SQ,1 HOLE,JEONO / KOREA. | M20 | ea | 3000 | M20,, | 05510001816 | CABLE LUG,RING,JOT 2.5-M8,2.5 SQmm,1 HOLE,JEONO/KOREA | ea
339 | VB2 | A83200500 | TUBE,Number Tube,M11TUBE,6.0(6.0)Sqmm,WHITE,SAVE-IT MAX/KOREA | M10 | m | 90 | M10,, | NA | #N/A | #N/A
340 | VB2 | A10300154 | FUSE(POWER),30 378 11.1,6/12kV,1A,63kA,D:24mm,L195mm,SIBA/GERMANY | M10 | ea | 3 | M10,, | 11210001325 | FUSE(POWER),30 378 11.1,6/12kV,1A,63kA,WITHOUT/STRIKER PIN,L=195mm,SIBA/GERMANY | ea
341 | VB2 | A66000029 | WASHER,PLAIN WASHER,M10,SM45C,Ep-Fe/Zn 5/CM2(Cr3/White) | M20 | ea | 5000 | M20,, | 04060001408 | WASHER,PLAIN WAHER,M10,SM45C Ep-Fe/Zn 5/CM2(Cr3/White) | ea
342 | VB2 | A64900007 | RIVET,BLIND RIVET, MEGA GRIP TYPE,M4,L16,Ep-Fe/Zn 5/CM2(Cr3/White) | M20 | ea | 4700 | M20,, | 03410000152 | RIVET,BLIND RIVET (MEGA GRIP TYPE),M4,L16,Ep-Fe/Zn 5/CM2(Cr3/White),CHINA | ea
343 | VB2 | A65100002 | SCREW,(+)PAN HEAD SCREW,M4,L20,SWCH,EP-FE/ZN 3/White | M20 | ea | 5000 | M20,, | 03660002328 | SCREW,(+)PAN HEAD SCREW,M4,L20,SWCH,EP-FE/ZN 3/White | ea
344 | VB2 | A15450006 | LA PART,Đế chống sét S3D2,ENSTO/FRANCE | M10 | ea | 4 | M10,, | 27170000001 | LA PART,Insulating bracket S3D2,W/built-in disconnector,(Đế chống sét),ENSTO/FRANCE | ea
345 | VB2 | A36100025 | SUPPORTER,BRACKET TRUCKING,STEEL T10,BRACKET.TRUCKING.02,Ep-Fe/Zn 5/CM2(Cr3/White),VIET NAM | M10 | ea | 50 | M10,, | 75118200006 | SUPPORTER,BRACKET TRUCKING,STEEL-T10,BRACKET.TRUCKING.02,Ep-Fe/Zn 5/CM2(Cr3/White),VIET NAM | ea
346 | VB2 | A37800414 | COLOR CAP,CAP,16P,BROWN,VIJAYA/VIET NAM. | M20 | ea | 300 | M20,, | 05660001256 | COLOR CAP,CAP,16P,BROWN,VIJAYA/VIET NAM | ea
347 | VB2 | A37800415 | COLOR CAP,CAP,25P,BROWN,VIJAYA/VIET NAM. | M10 | ea | 1000 | M10,, | 05660001257 | COLOR CAP,CAP,25P,BROWN,VIJAYA/VIET NAM | ea
348 | VB2 | A37800009 | COLOR CAP,CAP,3.5P,BLUE,CHINA. | M20 | ea | 5300 | M20,, | 05660001089 | COLOR CAP,CAP,3.5P,BLUE,CHINA | ea
349 | VB2 | A37800041 | COLOR CAP,CAP,50P,BLUE,CHINA. | M20 | ea | 688 | M20,, | 05660001111 | COLOR CAP,CAP,50P,BLUE,CHINA | ea
350 | VB2 | A17103417 | CT,KBJ-03,1.15kV,150/5A,5VA,CL0.5FS10,50Hz,ф30,LIGHTSTAR/KOREA | M10 | ea | 2 | M10,, | 24060027122 | CT,KBJ-03,1.15kV,150/5A,5VA,CL0.5FS10,50Hz,30PI,LIGHTSTAR/KOREA | ea
351 | VB2 | A17103952 | CT,KBK-33,1.2kV,10/5A,5VA,CL0.5FS10,50Hz,Direct connect,LIGHTSTAR/KOREA. | M10 | ea | 4 | M10,, | 24060027170 | CT,KBK-33,1.2kV,10/5A,5VA,CL0.5FS10,50Hz,Direct connect,LIGHTSTAR/KOREA | ea
352 | VB2 | A17103846 | CT,KBJ-03,1.2kV,100/5A,2.5VA,CL0.5FS10,50Hz,ф25,LIGHTSTAR/KOREA | M10 | ea | 2 | M10,, | 24060027126 | CT,KBJ-03,1.2kV,100/5A,2.5VA,CL0.5FS10,50Hz,25PI,LIGHTSTAR/KOREA | ea
353 | VB2 | A17103904 | CT,KBJ-26,1.2kV,300/1A,15VA,0.5FS5,50/60Hz,ф26,INSULATION CLASS E,LIGHTSTAR/KOREA | M10 | ea | 5 | M10,, | 24060027127 | CT,KBJ-26,1.2kV,300/1A,15VA,0.5FS5,50/60Hz,26PI,INSULATION CLASS E,LIGHTSTAR/KOREA | ea
354 | VB2 | A37700017 | CABLE TIE,Hight tensile strength cable ties,J - 100,Jeono/Korea. | M20 | ea | 6000 | M20,, | 05540000176 | CABLE TIE,Hight tensile strength cable ties,J - 100,Jeono/Korea | ea
355 | VB2 | A37800069 | COLOR CAP,CAP,8P,BLACK,CHINA. | M10 | ea | 2000 | M10,, | 05660001116 | COLOR CAP,CAP,8P,BLACK,CHINA | ea
356 | VB2 | A37800069 | COLOR CAP,CAP,8P,BLACK,CHINA. | M20 | ea | 2000 | M20,, | 05660001116 | COLOR CAP,CAP,8P,BLACK,CHINA | ea
357 | VB2 | A17103371 | CT,KBK-33,1.15kV,30/5A,5VA,0.5FS10,50Hz,Direct connect,LIGHTSTAR/KOREA | M10 | ea | 2 | M10,, | 24060027121 | CT,KBK-33,1.15kV,30/5A,5VA,CL0.5FS10,50Hz,Direct connect,LIGHTSTAR/KOREA | ea
358 | VB2 | A17102571 | CT,KBF-23,1.15kV,250/5A,5VA,1.0CL,50Hz,COMBINATION OF 1CT 3EA,LIGHTSTAR/KOREA | M10 | ea | 1 | M10,, | #N/A | #N/A | #N/A
359 | VB2 | A17103519 | CT,KBM-36,1.2kV,600/5A,40VA,1.0CL,50Hz,SQUARE:46x20,INSULATION CLASS A,LIGHTSTAR/KOREA. | M10 | ea | 3 | M10,, | 24060027154 | CT,KBM-36,1.2kV,600/5A,40VA,1.0CL,50Hz,SQUARE:46x20,INSULATION CLASS A,LIGHTSTAR/KOREA | ea
360 | VB2 | A37800409 | COLOR CAP,CAP,80P,GRAY,VIJAYA/VIET NAM. | M20 | ea | 200 | M20,, | 05660001252 | COLOR CAP,CAP,80P,GRAY,VIJAYA/VIET NAM | ea
361 | VB2 | A22300747 | AUX RELAY,HLY2SN-D24,DC24V,AUX.CONTACT:2C,10A,W/Socket HLY2S and hold down clip,LED,HIVERO/CHINA | M10 | ea | 16 | M10,, | 12870000974 | AUX RELAY,HLY2SN-D24,COIL VOLTAGE:DC24V,AUX.CONTACT:2C,W/SOCKET HLY2S,LED,HOLD DOWN CLIP,HIVERO/CHINA | ea
362 | VB2 | A62500048 | DUCT,SWD4025,25,40,2000,GRAY,LINK WELL/CHINA | M20 | ea | 119 | M20,, | 01860000216 | DUCT,SWD4025,W25,H40,L2000,GRAY,LINK WELL/CHINA | ea
363 | VB2 | A37800036 | COLOR CAP,CAP,35P,GREEN,CHINA. | M20 | ea | 700 | M20,, | 05660001107 | COLOR CAP,CAP,35P,GREEN,CHINA | ea
364 | VB2 | A37800230 | COLOR CAP,THERMO STC-CAP,STC 10,WHITE,SEUNGJEON/KOREA. | M20 | ea | 6067 | M20,, | 05660001150 | COLOR CAP,THERMO STC-CAP,STC 10,WHITE,SEUNGJEON/KOREA | ea
365 | VB2 | A18000020 | ANN RY,ANC-8 (CODE:604622),POWER:110-300VAC/VDC,LED TYPE,FLUSH MOUNTING,RED/GREEN,8 INPUT: 110VAC/VDC,KLEAMSAN/TURKEY | M10 | ea | 2 | M10,, | 14010000356 | ANN RY,ANC-8 (CODE:604622),POWER:AC/DC 110-300V,LED TYPE,FLUSH MOUNTING,RED/GREEN,8 INPUT: AC/DC 110V,KLEAMSAN/TURKEY | ea
366 | VB2 | A32400063 | SOCKET,SOCKET PS08,8 PINS,INSTALLATION:DIN RAIL,USE FOR TIMER,AUTONICS/KOREA | A12 | ea | 2 | A12,, | #N/A | #N/A | #N/A
367 | VB2 | A22300743 | AUX RELAY,HMY4SN-A240,AC 230/240V,50/60Hz,AUX.CONTACT:4C,5A,W/Socket HMY4S and hold down clip,LED,HIVERO/CHINA | M10 | ea | 26 | M10,, | 12870000982 | AUX RELAY,HMY4SN-A240,COIL VOLTAGE:AC230/240V,50/60Hz,AUX.CONTACT:4C,W/SOCKET HMY4S,LED,HOLD DOWN CLIP,HIVERO/CHINA | ea
368 | VB2 | A32600466 | T/B,ATB-15S,1P,15A,ASSEMBLY TERMINAL BLOCK,BOLT:STAINLESS STEEL,HIVERO/VIETNAM | M20 | ea | 5321 | M20,, | 10062725132 | T/B,ATB-15S 1P 15A,ASSEMBLY TERMINAL BLOCK(BOLT:STAINLESS STEEL),HIVERO/VIETNAM | ea
369 | VB2 | A32600537 | T/B,RAIL,YSAR-IM,FOR TB YSAT015~25,ALUMINIUM,L= 1m,TTP/Viet Nam | M20 | ea | 100 | M20,, | #N/A | #N/A | #N/A
370 | VB2 | A31300424 | LAMP,HC25P-34ALBu,AC380-440V,50/60Hz,BLUE COLOR,25PI,LED TYPE,HIVERO/VIETNAM. | M10 | ea | 4 | M10,, | 10210003311 | LAMP,HC25P-34ALBu,AC380-440V,50/60Hz,BLUE,25PI,LED,HIVERO/VIETNAM | ea
371 | VB2 | A37600830 | CABLE LUG,RING,JOCP 50-M8,50.0SQ,1 HOLE,JEONO / KOREA. | M20 | ea | 1160 | M20,, | 05510001823 | CABLE LUG,RING,JOCP 50-M8,50.0 SQmm,1 HOLE,JEONO / KOREA | ea
372 | VB2 | A30600001 | DIODE,Diode,1000V,6A. | M10 | ea | 40 | M10,, | NA | #N/A | #N/A
373 | VB2 | A30600005 | DIODE,DIODE,1200V,50A | M10 | ea | 4 | M10,, | NA | #N/A | #N/A
374 | VB2 | A37601117 | CABLE LUG,BLADE,JOBN 35,35.0SQ,JEONO/KOREA. | M10 | ea | 60 | M10,, | 05510001871 | CABLE LUG,BLADE,JOBN 35,35.0 SQmm,JEONO/KOREA | ea
375 | VB2 | A37800049 | COLOR CAP,CAP,80P,RED,CHINA. | M20 | ea | 588 | M20,, | 05660001114 | COLOR CAP,CAP,80P,RED,CHINA | ea
376 | VB2 | A37800097 | COLOR CAP,THERMO STC-CAP,STC 50,RED,SEUNGJEON/KOREA. | M20 | ea | 300 | M20,, | 05660001132 | COLOR CAP,THERMO STC-CAP,STC 50,RED,SEUNGJEON/KOREA | ea
377 | VB2 | A37600916 | CABLE LUG,TYPE-JOR(R),JOR 6-6,6.0SQ,1 HOLE,JEONO / KOREA. | M10 | ea | 971 | M10,, | 05510001845 | CABLE LUG,JOR(R),JOR 6-6,6.0 SQmm,1 HOLE,JEONO/KOREA | ea
378 | VB2 | A37600932 | CABLE LUG,RING,JOCP 35-M6,35.0SQ,1 HOLE,JEONO / KOREA. | M20 | ea | 1323 | M20,, | 05510001847 | CABLE LUG,RING,JOCP 35-M6,35.0 SQmm,1 HOLE,JEONO/KOREA | ea
379 | VB2 | A37600899 | CABLE LUG,RING,JOCP 16-M8,16.0SQ,1 HOLE,JEONO / KOREA. | M20 | ea | 3715 | M20,, | 05510001841 | CABLE LUG,RING,JOCP 16-M8,16.0 SQmm,1 HOLE,JEONO/KOREA | ea
380 | VB2 | A37600900 | CABLE LUG,RING,JOCP 95-M10,95.0SQ,1 HOLE,JEONO / KOREA. | M20 | ea | 1048 | M20,, | 05510001842 | CABLE LUG,RING,JOCP 95-M10,95.0 SQmm,1 HOLE,JEONO/KOREA | ea
381 | VB2 | A32600634 | T/B,HFTB-4004S,4P,400A,BOLT:STAINLESS STEEL,W/PVC COVER,HIVERO/VIETNAM | M10 | ea | 10 | M10,, | 10062725151 | T/B,HFTB-4004S 4P 400A,FIXING TERMINAL BLOCK(BOLT:STAINLESS STEEL) W/PVC COVER,HIVERO/VIETNAM | ea
382 | VB2 | A37600801 | CABLE LUG,RING,JOT 4-M10,4.0SQ,1 HOLE,JEONO / KOREA. | M20 | ea | 4932 | M20,, | 05510001810 | CABLE LUG,RING,JOT 4-M10,4.0 SQmm,1 HOLE,JEONO/KOREA | ea
383 | VB2 | A37600025 | CABLE LUG,RING,JOT 10-M8,10.0SQ,1 HOLE,JEONO / KOREA. | M20 | ea | 5850 | M20,, | 05510001794 | CABLE LUG,RING,JOT 10-M8,10.0 SQmm,1 HOLE,JEONO/KOREA | ea
384 | VB2 | A24800105 | PUSH BUTTON W/LAMP,HC25L-24FLR,25PI,AC/DC24V,50/60Hz,RED COLOR,LED TYPE,1a1b,HIVERO/VIETNAM. | M10 | ea | 9 | M10,, | 25960000667 | PUSH BUTTON W/LAMP,HC25L-24FLR,25PI,AC/DC24V,50/60Hz,RED COLOR,LED TYPE,1a1b,HIVERO/VIETNAM | ea
385 | VB2 | A37601092 | CABLE LUG,TYPE-JOR(R),JOR 4-6,4.0SQ,1 HOLE,JEONO / KOREA. | M10 | ea | 973 | M10,, | 05510001862 | CABLE LUG,JOR(R),JOR 4-6,4.0 SQmm,1 HOLE,JEONO/KOREA | ea
386 | VB2 | A37800302 | COLOR CAP,CAP,25P,BLUE,VIJAYA/VIET NAM. | M20 | ea | 500 | M20,, | #N/A | #N/A | #N/A
387 | VB2 | A37600844 | CABLE LUG,RING,JOCP 50-M12,50.0SQ,1 HOLE,JEONO / KOREA. | M20 | ea | 641 | M20,, | 05510001827 | CABLE LUG,RING,JOCP 50-M12,50.0 SQmm,1 HOLE,JEONO / KOREA | ea
388 | VB2 | A37600897 | CABLE LUG,RING,JOCP 25-M6,25.0SQ,1 HOLE,JEONO / KOREA. | M20 | ea | 266 | M20,, | 05510001839 | CABLE LUG,RING,JOCP 25-M6,25.0 SQmm,1 HOLE,JEONO/KOREA | ea
389 | VB2 | A37800089 | FUSE(POWER),30 378 11.1,6/12kV,1A,63kA,D:24mm,L195mm,SIBA/GERMANY | M10 | ea | 500 | M10,, | 05660001124 | COLOR CAP,THERMO STC-CAP,JOTC25,BLACK,SEUNGJEON/KOREA | ea
390 | VB2 | A32600617 | T/B,HFTB-2003S,3P,200A,BOLT:STAINLESS STEEL,W/PVC COVER,HIVERO/VIETNAM | M10 | ea | 2 | M10,, | #N/A | #N/A | #N/A
391 | VB2 | A36100032 | SUPPORTER,Cover Support,SHPC-80(Y),Hivero/Korea | M10 | ea | 6 | M10,, | 75118200008 | SUPPORTER,COVER SUPPORT,SHPC 80(Y),HIVERO/KOREA | ea
392 | VB2 | A61200754 | BOLT,Thread Rod,P/W*2+S/W*2+NUT*2,M10,L290,STS304 | M10 | ea | 92 | M10,, | 01210100238 | BOLT,Thread Rod,P/W*2+S/W*2+NUT*2,M10,L290,STS304 | ea
393 | VB2 | A60500892 | BOOTS (LV),BOOTS MCC - 013,LSVN-HMCC-0016,0.4 KV,WHITE TRANSPARENT,VIJAYA SAI/VN | M10 | ea | 10 | M10,, | 67318200130 | BOOTS,BOOTS (LV),BOOTS MCC - 013,LSVN-HMCC-0016,0.4 KV,WHITE TRANSPARENT,VIJAYA SAI/VN | ea
394 | VB2 | A60500893 | BOOTS (LV),BOOTS MCC - 013,LSVN-HMCC-0017,0.4 KV,WHITE TRANSPARENT,VIJAYA SAI/VN | M10 | ea | 5 | M10,, | 67318200131 | BOOTS,BOOTS (LV),BOOTS MCC - 013,LSVN-HMCC-0017,0.4 KV,WHITE TRANSPARENT,VIJAYA SAI/VN | ea
395 | VB2 | A61200678 | BOLT,HEX BOLT,P/W*2+S/W*1+NUT*1,M12,L110,STS304 | M10 | set | 200 | M10,, | 01210100347 | BOLT,HEX BOLT,P/W*2+S/W*1+NUT*1,M12,L110,STS304 | set
396 | VB2 | A61200679 | BOLT,HEX BOLT,P/W*2+S/W*1+NUT*1,M16,L80,STS304 | M10 | set | 80 | M10,, | 01210100348 | BOLT,HEX BOLT,P/W*2+S/W*1+NUT*1,M16,L80,STS304 | set
397 | VB2 | A61200692 | BOLT,HEX BOLT,P/W*2+S/W*1+NUT*1,M16,L100,STS304 | M10 | set | 86 | M10,, | 01210100228 | BOLT,HEX BOLT,M12,L35,SWCH,Ep-Fe/Zn 5/CM2(Cr3/White),TENSILE CLASS 8.8 | ea
398 | VB2 | A61200708 | BOLT,HEX BOLT,P/W*1+S/W*1,M10,L25,STS304 | M10 | set | 105 | M10,, | 01210100353 | BOLT,HEX BOLT,P/W*1+S/W*1,M12,L30,STS304 | set
399 | VB2 | A61200377 | BOLT,HEX BOLT,M8,L25,ABS | M20 | ea | 162 | M20,, | 01210100204 | BOLT,HEX BOLT,M8,L25,ABS | ea
400 | VB2 | A61200378 | BOLT,HEX BOLT,P/W*2+S/W*1+NUT*1,M10,L45,SM45C,Ep-Fe/Zn 5/CM2(Cr3/White),TENSILE CLASS 8.8 | M20 | set | 400 | M20,, | 01210100291 | BOLT,HEX BOLT,P/W*2+S/W*1+NUT*1,M10,L45,SM45C,Ep-Fe/Zn 5/CM2(Cr3/White),TENSILE CLASS 8.8 | set
401 | VB2 | A61200384 | BOLT,HEX BOLT,P/W*2+S/W*1+NUT*1,M12,L80,SM45C,Ep-Fe/Zn 5/CM2(Cr3/White),TENSILE CLASS 10.9 | M20 | set | 180 | M20,, | 01210100354 | BOLT,HEX BOLT,P/W*2+S/W*1+NUT*1,M12,L80,SM45C,Ep-Fe/Zn 5/CM2(Cr3/White),TENSILE CLASS 10.9 | set
402 | VB2 | A61200404 | BOLT,CLINCHING BOLT,M8,L30,TGFKCZ-080 | M20 | set | 6000 | M20,, | 01210100293 | BOLT,CLINCHING BOLT,M8,L30,TGFKCZ-080 | set
403 | VB2 | A61200434 | BOLT,HEX BOLT,P/W*2+S/W*1+NUT*1,M6,L25,SM45C,Ep-Fe/Zn 5/CM2(Cr3/White),TENSILE CLASS 8.8 | M20 | set | 3348 | M20,, | 01210100299 | BOLT,HEX BOLT,P/W*2+S/W*1+NUT*1,M6,L25,SM45C,Ep-Fe/Zn 5/CM2(Cr3/White),TENSILE CLASS 8.8 | set
404 | VB2 | A61200445 | BOLT,HEX BOLT,P/W*2+S/W*1+NUT*1,M8,L80,SM45C,Ep-Fe/Zn 5/CM2(Cr3/White),TENSILE CLASS 8.8 | M20 | set | 1736 | M20,, | 01210100311 | BOLT,HEX BOLT,P/W*2+S/W*1+NUT*1,M8,L80,SM45C,Ep-Fe/Zn 5/CM2(Cr3/White),TENSILE CLASS 8.8 | set
405 | VB2 | A61200454 | BOLT,HEX BOLT,P/W*2+S/W*1+NUT*1,M16,L70,SM45C,Ep-Fe/Zn 5/CM2(Cr3/White),TENSILE CLASS 8.8 | M20 | set | 452 | M20,, | 01210100312 | BOLT,HEX BOLT,P/W*2+S/W*1+NUT*1,M16,L70,SM45C,Ep-Fe/Zn 5/CM2(Cr3/White),TENSILE CLASS 8.8 | set
406 | VB2 | A61200485 | BOLT,HEX BOLT,P/W*2+S/W*1,M16,L60,SM45C,Ep-Fe/Zn 5/CM2(Cr3/White),TENSILE CLASS 8.8 | M10 | set | 121 | M10,, | 01210100314 | BOLT,HEX BOLT,P/W*2+S/W*1,M16,L60,SM45C,Ep-Fe/Zn 5/CM2(Cr3/White),TENSILE CLASS 8.8 | set
407 | VB2 | A61200486 | BOLT,HEX BOLT,P/W*2+S/W*1+NUT*1,M10,L80,SM45C,Ep-Fe/Zn 5/CM2(Cr3/White),TENSILE CLASS 8.8 | M20 | set | 640 | M20,, | 01210100315 | BOLT,HEX BOLT,P/W*2+S/W*1+NUT*1,M10,L80,SM45C,Ep-Fe/Zn 5/CM2(Cr3/White),TENSILE CLASS 8.8 | set
408 | VB2 | A61200493 | BOLT,HEX SOCKET HEAD CAP SCREW,P/W*1+S/W*1,M10,L30,SM45C,Ep-Fe/Zn 5/CM2(Cr3/White),TENSILE CLASS 8.8, DIN912 | M20 | ea | 2572 | M20,, | 01210100216 | BOLT,HEX SOCKET HEAD CAP SCREW,P/W*1+S/W*1,M10,L30,SM45C,Ep-Fe/Zn 5/CM2(Cr3/White),TENSILE CLASS 8.8,DIN912 | ea
409 | VB2 | A61200494 | BOLT,HEX SOCKET HEAD CAP SCREW,P/W*1+S/W*1,M10,L40,SM45C,Ep-Fe/Zn 5/CM2(Cr3/White),TENSILE CLASS 8.8, DIN912 | M10 | ea | 4063 | M10,, | 01210100217 | BOLT,HEX SOCKET HEAD CAP SCREW,P/W*1+S/W*1,M10,L40,SM45C,Ep-Fe/Zn 5/CM2(Cr3/White),TENSILE CLASS 8.8,DIN912 | ea
410 | VB2 | A61200495 | BOLT,HEX COMBINED,P/W*1+S/W*1,M8,L30,TENSILE CLASS 8.8 | M20 | set | 31500 | M20,, | 01210100316 | BOLT,HEX COMBINED,P/W*1+S/W*1,M8,L30,TENSILE CLASS 8.8 | set
411 | VB2 | A61200496 | BOLT,HEX BOLT,M6,L25,SM45C,Ep-Fe/Zn 5/CM2(Cr3/White),TENSILE CLASS 8.8 | M20 | ea | 4000 | M20,, | 01210100218 | BOLT,HEX BOLT,M6,L25,SM45C,Ep-Fe/Zn 5/CM2(Cr3/White),TENSILE CLASS 8.8 | ea
412 | VB2 | A61200520 | BOLT,HEX BOLT,P/W*2+S/W*1+NUT*1,M8,L25,STS304 | M10 | set | 1960 | M10,, | 01210100324 | BOLT,HEX BOLT,P/W*2+S/W*1+NUT*1,M8,L25,STS304 | set
413 | VB2 | A61200521 | BOLT,ANCHOR BOLT,P/W*1+S/W*1+NUT*1,M12,L150,SM45C,Ep-Fe/Zn 5/CM2(Cr3/White),TENSILE CLASS 8.8 | M10 | ea | 345 | M10,, | 01210100247 | BOLT,ANCHOR BOLT,P/W*1+S/W*1+NUT*1,M12,L150,SM45C,Ep-Fe/Zn 5/CM2(Cr3/White),TENSILE CLASS 8.8 | ea
414 | VB2 | A61200522 | BOLT,BOLT,KNOB M5x8,GRMU LFL, 45713568294, VIET NAM | M10 | ea | 842 | M10,, | 4571VR68294 | BOLT,KNOB M5x8,GRMU LFL,VR,45713568294,VIET NAM | ea
415 | VB2 | A61200549 | BOLT,EYE BOLT,C20,M20,L30,Cr3/White,TENSILE CLASS 8.8,With Washer NyLon 66 (3Tx30D1x20.5D2) | M10 | set | 456 | M10,, | 01210100306 | BOLT,EYE BOLT,With Washer NyLon 66 (3Tx30D1x20.5D2),M20,L30,Cr3/White,TENSILE CLASS 8.8,C20 | set
416 | VB2 | A61200550 | BOLT,Thread Rod,P/W*2+S/W*2+NUT*2,M10,L140,STS304 | M10 | ea | 93 | M10,, | 01210100336 | BOLT,HEX BOLT,P/W*2+S/W*1+NUT*1,M14,L50,SM45C,Ep-Fe/Zn 5/CM2(Cr3/White),TENSILE CLASS 8.8 WITH NUT | set
417 | VB2 | A61200551 | BOLT,Thread Rod,P/W*2+S/W*2+NUT*2,M10,L160,STS304 | M10 | ea | 90 | M10,, | 01210100220 | BOLT,Thread Rod,P/W*2+S/W*2+NUT*2,M10,L160,STS304 | ea
418 | VB2 | A61200552 | BOLT,Thread Rod,P/W*2+S/W*2+NUT*2,M10,L180,STS304 | M10 | ea | 135 | M10,, | 01210100221 | BOLT,Thread Rod,P/W*2+S/W*2+NUT*2,M10,L180,STS304 | ea
419 | VB2 | A61200553 | BOLT,Thread Rod,P/W*2+S/W*2+NUT*2,M10,L200,STS304 | M10 | ea | 93 | M10,, | 01210100222 | BOLT,Thread Rod,P/W*2+S/W*2+NUT*2,M10,L200,STS304 | ea
420 | VB2 | A61200554 | BOLT,Thread Rod,P/W*2+S/W*2+NUT*2,M10,L230,STS304 | E31 | ea | 87 | E31,, | 01210100249 | BOLT,Thread Rod,P/W*2+S/W*2+NUT*2,M10,L230,STS304 | ea
421 | VB2 | A61200554 | BOLT,Thread Rod,P/W*2+S/W*2+NUT*2,M10,L230,STS304 | M10 | ea | 425 | M10,, | 01210100249 | BOLT,Thread Rod,P/W*2+S/W*2+NUT*2,M10,L230,STS304 | ea
422 | VB2 | A61200555 | BOLT,Thread Rod,P/W*2+S/W*2+NUT*2,M10,L260,STS304 | M10 | ea | 63 | M10,, | 01210100223 | BOLT,Thread Rod,P/W*2+S/W*2+NUT*2,M10,L260,STS304 | ea
423 | VB2 | A61200589 | BOLT,Thread Rod,P/W*2+S/W*2+NUT*2,M10,L150,STS304 | E31 | ea | 28 | E31,, | 01210100250 | BOLT,Thread Rod,P/W*2+S/W*2+NUT*2,M10,L150,STS304 | ea
424 | VB2 | A61200589 | BOLT,Thread Rod,P/W*2+S/W*2+NUT*2,M10,L150,STS304 | M10 | ea | 62 | M10,, | 01210100250 | BOLT,Thread Rod,P/W*2+S/W*2+NUT*2,M10,L150,STS304 | ea
425 | VB2 | A61200634 | BOLT,ANCHOR BOLT,P/W*1+S/W*1+NUT*1,M12,L150,STS304 | M10 | ea | 21 | M10,, | 01210100382 | BOLT,ANCHOR BOLT,P/W*1+S/W*1+NUT*1,M12,L150,STS304 | ea
426 | VB2 | A61200656 | BOLT,HEXAGON SOCKET BUTTON HEAD SCREWS,M12,L25,SM45C,Ep-Fe/Zn 5/CM2(Cr3/White),TENSILE CLASS 10.9/VIETNAM | M20 | set | 500 | M20,, | 01210100383 | BOLT,HEXAGON SOCKET BUTTON HEAD SCREWS,M12,L25,SM45C,Ep-Fe/Zn 5/CM2(Cr3/White),TENSILE CLASS 10.9/VIET NAM | set
427 | VB2 | A63900041 | NAME PLATE,NP12,INDOOR,16x50x2T,ACRYL,LOCAL | M10 | ea | 43 | M10,, | 02860001831 | NAME PLATE,ACRYL,NP12,16x50x2T,INDOOR,LOCAL | ea
428 | VB2 | A63900199 | NAME PLATE,NP:DANGER ELECTRICAL HAZARD,W110xH120x1.0T,SUS 304,NNC/VIETNAM | M10 | ea | 360 | M10,, | NA | #N/A | #N/A
429 | VB2 | A63900201 | NAME PLATE,NP25PI,INDOOR,14.5 x 31.5,STICKER,NNC/VIETNAM | M10 | ea | 5500 | M10,, | NA | #N/A | #N/A
430 | VB2 | A63900263 | NAME PLATE,NP:DANGER ELECTRICAL HAZARD NGUY HIỂM VỀ ĐIỆN,W110xH120x1.0T,SUS 316,VIETNAM | M10 | ea | 143 | M10,, | NA | #N/A | #N/A
431 | VB2 | A63900320 | NAME PLATE,NP25PI,OUTDOOR TYPE,45x35x25PIx1.0T,SUS 304,VIETNAM | M10 | ea | 18 | M10,, | 02860001852 | NAME PLATE,NP25PI,OUTDOOR TYPE,45x35x25PIx1.0T,SUS 304,VIET NAM | ea
432 | VB2 | A62800008 | HINGE,HL-044,HINGE HL-044 (Turquoise) | M10 | ea | 260 | M10,, | 00000000000 | #N/A | #N/A
433 | VB2 | A85100555 | WIRE,KIV CABLE,1Cx2.5 SQmm,450/750 V-Cu/PVC TCVN 6610/IEC 60227,RED,SH CABLE/VIET NAM | M30 | m | 1651 | M30,, | 41564250113 | WIRE,450/750V-Cu/PVC,KIV,1Cx2.5 SQmm,RED,CLASS 5,COSMOLINK VINA/VIETNAM | m
434 | VB2 | A85100556 | WIRE,KIV CABLE,1Cx2.5 SQmm,450/750 V-Cu/PVC TCVN 6610/IEC 60227,YELLOW,SH CABLE/VIET NAM | M30 | m | 247 | M30,, | 41564250114 | WIRE,450/750V-Cu/PVC,KIV,1Cx2.5 SQmm,YELLOW,CLASS 5,COSMOLINK VINA/VIETNAM | m
435 | VB2 | A85100557 | WIRE,KIV CABLE,1Cx2.5 SQmm,450/750 V-Cu/PVC TCVN 6610/IEC 60227,BLUE,SH CABLE/VIET NAM | M30 | m | 5035 | M30,, | 41564250111 | WIRE,450/750V-Cu/PVC,KIV,1Cx2.5 SQmm,BLUE,CLASS 5,COSMOLINK VINA/VIETNAM | m
436 | VB2 | A85100558 | WIRE,KIV CABLE,1Cx2.5 SQmm,450/750 V-Cu/PVC TCVN 6610/IEC 60227,BLACK,SH CABLE/VIET NAM | M30 | m | 1467 | M30,, | 41564250110 | WIRE,450/750V-Cu/PVC,KIV,1Cx2.5 SQmm,BLACK,CLASS 5,COSMOLINK VINA/VIETNAM | m
437 | VB2 | A85100559 | WIRE,KIV CABLE,1Cx2.5 SQmm,450/750 V-Cu/PVC TCVN 6610/IEC 60227,GREEN/YELLOW,SH CABLE/VIET NAM | M30 | m | 475 | M30,, | 41564250115 | WIRE,450/750V-Cu/PVC,KIV,1Cx2.5 SQmm,GREEN/YELLOW,CLASS 5,COSMOLINK VINA/VIETNAM | m
438 | VB2 | A85100560 | WIRE,KIV CABLE,1Cx10 SQmm,0.6/1kv -Cu/PVC TCVN 5935/IEC 60502-1,GREEN/YELLOW,SH CABLE/VIET NAM | M30 | m | 141 | M30,, | 41510005046 | CABLE,0.6/1kV Cu/FR-HPVC,HKIV(Heat Resistant PVC),1Cx10 SQmm,GREEN/YELLOW,CLASS 5,COSMOLINK VINA/VIETNAM | m
439 | VB2 | A85100561 | WIRE,KIV CABLE,1x16 SQmm,0.6/1kv -Cu/PVC TCVN 5935/IEC 60502-1,GREEN/YELLOW,SH CABLE/VIET NAM | M30 | m | 36 | M30,, | 41510005047 | CABLE,0.6/1kV Cu/FR-HPVC,HKIV(Heat Resistant PVC),1Cx16 SQmm,GREEN/YELLOW,CLASS 5,COSMOLINK VINA/VIETNAM | m
440 | VB2 | A85100367 | WIRE,KIV CABLE,1Cx6.0 SQmm,0.6/1kv -Cu/PVC TCVN 5935/IEC 60502-1,GREEN/YELLOW,SH CABLE/VIET NAM | M30 | m | 417 | M30,, | 41564250136 | WIRE,0.6/1kV Cu/FR-HPVC,HKIV(Heat Resistant PVC),1Cx6.0 SQmm,GREEN/YELLOW,CLASS 5,COSMOLINK VINA/VIETNAM | m
441 | VB2 | A85100368 | WIRE,KIV CABLE,1Cx2.5 SQmm,0.6/1kv -Cu/PVC TCVN 5935/IEC 60502-1,RED,SH CABLE/VIET NAM | M30 | m | 738 | M30,, | 41564250094 | WIRE,0.6/1kV Cu/FR-HPVC,HKIV(Heat Resistant PVC),1Cx2.5 SQmm,RED,CLASS 5,COSMOLINK VINA/VIETNAM | m
442 | VB2 | A85100590 | WIRE,KIV CABLE,1Cx25 SQmm,MULTI-CORE CABLES,450/750V,GREEN/YELLOW,COSMOLINK/VIETNAM | M30 | m | 456 | M30,, | 41510004992 | CABLE,450/750V-Cu/PVC,KIV,1Cx25 SQmm,GREEN/YELLOW,CLASS 5,COSMOLINK VINA/VIETNAM | m
443 | VB2 | A85100438 | WIRE,FLAME RETARDANT,1Cx2.5 SQmm,0.6/1kV Cu/H-PVC(HKIV),CLASS 5,BROWN,COSMOLINK/VIETNAM | M30 | m | 1615 | M30,, | 41564250092 | WIRE,0.6/1kV Cu/FR-HPVC,HKIV(Heat Resistant PVC),1Cx2.5 SQmm,BROWN,CLASS 5,COSMOLINK VINA/VIETNAM | m
444 | VB2 | A85100440 | WIRE,FLAME RETARDANT,1Cx2.5 SQmm,0.6/1kV Cu/H-PVC(HKIV),CLASS 5,BLUE,COSMOLINK/VIETNAM | M30 | m | 4706 | M30,, | 41564250091 | WIRE,0.6/1kV Cu/FR-HPVC,HKIV(Heat Resistant PVC),1Cx2.5 SQmm,BLUE,CLASS 5,COSMOLINK VINA/VIETNAM | m
445 | VB2 | A85100441 | WIRE,FLAME RETARDANT,1Cx1.5 SQmm,0.6/1kV Cu/H-PVC(HKIV),CLASS 5,RED,COSMOLINK/VIETNAM | M30 | m | 6982 | M30,, | 41564250087 | WIRE,0.6/1kV Cu/FR-HPVC,HKIV(Heat Resistant PVC),1Cx1.5 SQmm,RED,CLASS 5,COSMOLINK VINA/VIETNAM | m
446 | VB2 | A85100444 | WIRE,FLAME RETARDANT,1Cx1.5 SQmm,0.6/1kV Cu/H-PVC(HKIV),CLASS 5,BLUE,COSMOLINK/VIETNAM | M10 | m | 87 | M10,, | 41564250084 | WIRE,0.6/1kV Cu/FR-HPVC,HKIV(Heat Resistant PVC),1Cx1.5 SQmm,BLUE,CLASS 5,COSMOLINK VINA/VIETNAM | m
447 | VB2 | A85100605 | WIRE,KIV CABLE,1Cx1.0 SQmm,300/500 V-Cu/PVC TCVN 6610/IEC 60227,YELLOW,COSMOLINK/VIETNAM | M10 | m | 1076 | M10,, | 41564250106 | WIRE,300/500V-Cu/PVC,KIV,1Cx1.0 SQmm,YELLOW,CLASS 5,COSMOLINK VINA/VIETNAM | m
448 | VB2 | A85100605 | WIRE,KIV CABLE,1Cx1.0 SQmm,300/500 V-Cu/PVC TCVN 6610/IEC 60227,YELLOW,COSMOLINK/VIETNAM | M30 | m | 20 | M30,, | 41564250106 | WIRE,300/500V-Cu/PVC,KIV,1Cx1.0 SQmm,YELLOW,CLASS 5,COSMOLINK VINA/VIETNAM | m
449 | VB2 | A85100606 | WIRE,KIV CABLE,1Cx4.0 SQmm,450/750 V-Cu/PVC TCVN 6610/IEC 60227,RED,COSMOLINK/VIETNAM | M10 | m | 160 | M10,, | 41564250119 | WIRE,450/750V-Cu/PVC,KIV,1Cx4.0 SQmm,RED,CLASS 5,COSMOLINK VINA/VIETNAM | m
450 | VB2 | A85100606 | WIRE,KIV CABLE,1Cx4.0 SQmm,450/750 V-Cu/PVC TCVN 6610/IEC 60227,RED,COSMOLINK/VIETNAM | M30 | m | 3924 | M30,, | 41564250119 | WIRE,450/750V-Cu/PVC,KIV,1Cx4.0 SQmm,RED,CLASS 5,COSMOLINK VINA/VIETNAM | m
451 | VB2 | A91200185 | STICKER,LOCK HANDLE,HMCC CLOSE-OPEN,Inside 30PI &Outside 45PI,VIET NAM | M10 | ea | 54 | M10,, | 79668200133 | STICKER,LOCK HANDLE,HMCC CLOSE-OPEN,Inside 30PI &Outside 45PI,VIET NAM | ea
452 | VB2 | A91200213 | STICKER,NOTICE "Padlock",HxW: 46.5mmx115mm,Words: English and Vietnamese,MCSG type,VPNA/VIETNAM | M10 | ea | 125 | M10,, | 79668200069 | STICKER,NOTICE "Padlock",MCSG type,HxW: 46.5mmx115mm,Words: English and Vietnamese,VPNA/VIETNAM | ea
453 | VB2 | A91200214 | STICKER,NOTICE "Spring charger",HxW: 46.5mmx115mm,Words: English and Vietnamese,MCSG type,VPNA/VIETNAM | M10 | ea | 449 | M10,, | 79668200070 | STICKER,NOTICE "Spring charger",MCSG type,HxW: 46.5mmx115mm,Words: English and Vietnamese,VPNA/VIETNAM | ea
454 | VB2 | A91200215 | STICKER,NOTICE "Take out Security screw",HxW: 57mmx60mm,Words: English and Vietnamese,MCSG type,VPNA/VIETNAM | M10 | ea | 250 | M10,, | 79668200071 | STICKER,NOTICE "Take out Security screw",MCSG type,HxW: 57mmx60mm,Words: English and Vietnamese,VPNA/VIETNAM | ea
455 | VB2 | A91200216 | STICKER,EARTHING SWITCH INSTRUCTION,HxW: 99.13mmx187.94mm,Words: English and Vietnamese,MCSG type,VPNA/VIETNAM | M10 | ea | 144 | M10,, | 79668200072 | STICKER,EARTHING SWITCH INSTRUCTION,MCSG type,HxW: 99.13mmx187.94mm,Words: English and Vietnamese,VPNA/VIETNAM | ea
456 | VB2 | A91200230 | STICKER,STICKER,POSITION, SUSOL MCC LOCK,VPNA/VIETNAM | M10 | ea | 437 | M10,, | 79668200076 | STICKER,POSITION,SUSOL MCC LOCK,VPNA/VIETNAM | ea
457 | VB2 | A91200235 | STICKER,30PI WITH LETTER INSIDE-L1,BLACK,VPNA/VIETNAM | M10 | ea | 43 | M10,, | 79668200120 | STICKER,30PI WITH LETTER INSIDE-L1,BLACK,VPNA/VIET NAM | ea
458 | VB2 | A91200236 | STICKER,30PI WITH LETTER INSIDE-L2,BROWN,VPNA/VIETNAM | M10 | ea | 43 | M10,, | 79668200121 | STICKER,30PI WITH LETTER INSIDE-L2,BROWN,VPNA/VIET NAM | ea
459 | VB2 | A91200237 | STICKER,30PI WITH LETTER INSIDE-L3,GRAY,VPNA/VIETNAM | M10 | ea | 43 | M10,, | 79668200122 | STICKER,30PI WITH LETTER INSIDE-L3,GRAY,VPNA/VIET NAM | ea
460 | VB2 | A91200248 | STICKER,NOTICE "Spring charger",HxW: 46.5mmx115mm,Words: English,MCSG type,VPNA/VIETNAM | M10 | ea | 463 | M10,, | 79668200078 | STICKER,NOTICE "Spring charger",MCSG type,HxW: 46.5mmx115mm,Words: English,VPNA/VIETNAM | ea
461 | VB2 | A91200249 | STICKER,CAUTION VCB/VCS HOLE FOR “DRAW OUT- DRAW IN”,HxW: 62mmx115mm,Words: English,MCSG type,VPNA/VIETNAM | M10 | ea | 545 | M10,, | 79668200099 | STICKER,CAUTION VCB/VCS HOLE FOR “DRAW OUT- DRAW IN”,MCSG type,HxW: 62mmx115mm,Words: English,VPNA/VIET NAM | ea
462 | VB2 | A91200251 | STICKER,EARTHING SWITCH INSTRUCTION,HxW: 99.13mmx187.94mm,Words: English,MCSG type,VPNA/VIETNAM | M10 | ea | 495 | M10,, | 79668200079 | STICKER,EARTHING SWITCH INSTRUCTION,MCSG type,HxW: 99.13mmx187.94mm,Words: English,VPNA/VIETNAM | ea
463 | VB2 | A91200253 | STICKER,WARNING,HxW: 122mmx65mm,Words: English,VPNA/VIETNAM | M10 | ea | 2 | M10,, | 79668200101 | STICKER,WARNING,HxW: 122mmx65mm,Words: English,VPNA/VIET NAM | ea
464 | VB2 | A91200254 | STICKER,DANGER ELECTRICAL HAZARD,HxW: 120mmx110mm,Words: English,VPNA/VIETNAM | M10 | ea | 40 | M10,, | 79668200102 | STICKER,DANGER ELECTRICAL HAZARD,HxW: 120mmx110mm,Words: English,VPNA/VIET NAM | ea
465 | VB2 | A91200263 | STICKER,STICKER C-AIS FOR E/S (65x65),S44037719,VPNA/VIETNAM | M10 | ea | 596 | M10,, | 79668200104 | STICKER,STICKER C-AIS FOR E/S (65x65),S44037719,VPNA/VIET NAM | ea
466 | VB2 | A91200266 | STICKER,STICKER C-AIS,HxW: 166mmx171mm, LBS KEY AND OPERATION MANUAL OF LBS/C-AIS,VPNA/VIETNAM | M10 | ea | 528 | M10,, | 79668200080 | STICKER,STICKER C-AIS,LBS KEY AND OPERATION MANUAL OF LBS/C-AIS,HxW: 166mmx171mm,VPNA/VIETNAM | ea
467 | VB2 | A91200268 | STICKER,STICKER C-AIS,HxW: 132mmx154mm, LBS KEY AND OPERATION MANUAL OF LBS/C-AIS,Words: English,VPNA/VIETNAM | M10 | ea | 572 | M10,, | 79668200081 | STICKER,STICKER C-AIS,LBS KEY AND OPERATION MANUAL OF LBS/C-AIS,HxW: 132mmx154mm,Words: English,VPNA/VIETNAM | ea
468 | VB2 | A91200283 | STICKER,CAUTION PT HOLE FOR “DRAW OUT- DRAW IN”,HxW: 62mmx115mm,Words: English,MCSG type,VPNA/VIETNAM | M10 | ea | 500 | M10,, | 79668200083 | STICKER,CAUTION PT HOLE FOR “DRAW OUT- DRAW IN”,MCSG type,HxW: 62mmx115mm,Words: English,VPNA/VIETNAM | ea
469 | VB2 | A91200296 | STICKER,CAUTION/CHÚ Ý,60 x 30mm,Words: English and Vietnamese,VPNA/VIETNAM | M10 | ea | 168 | M10,, | 79668200124 | STICKER,CAUTION/CHÚ Ý,60 x 30mm,Words: English and Vietnamese,VPNA/VIET NAM | ea
470 | VB2 | A91200297 | STICKER,Temperature tape,TR-70 (SIZE:20x200mm),NiGK/JAPAN. | M10 | box | 10 | M10,, | 79668200023 | STICKER,Temperature tape,TR-70 (SIZE:20x200mm),NiGK/JAPAN | box
471 | VB2 | A91200311 | STICKER,STICKER,POSITION, SUSOL MCC LOCK,Words: English and Russian,VPNA/VIETNAM | M10 | ea | 53 | M10,, | 79668200084 | STICKER,POSITION,SUSOL MCC LOCK,Words: English and Russian,VPNA/VIETNAM | ea
472 | VB2 | A85100544 | WIRE,FLAME RETARDANT,1Cx1.5 SQmm,0.6/1kV Cu/H-PVC(HKIV),CLASS 5,GRAY,COSMOLINK/VIETNAM | M30 | m | 14800 | M30,, | 41564250086 | WIRE,0.6/1kV Cu/FR-HPVC,HKIV(Heat Resistant PVC),1Cx1.5 SQmm,GRAY,CLASS 5,COSMOLINK VINA/VIETNAM | m
473 | VB2 | A85100545 | WIRE,FLAME RETARDANT,1Cx1.5 SQmm,0.6/1kV Cu/H-PVC(HKIV),CLASS 5,YELLOW,COSMOLINK/VIETNAM | M10 | m | 54 | M10,, | 41564250089 | WIRE,0.6/1kV Cu/FR-HPVC,HKIV(Heat Resistant PVC),1Cx1.5 SQmm,YELLOW,CLASS 5,COSMOLINK VINA/VIETNAM | m
474 | VB2 | A24300055 | KEY S/W,YS KDNC3205-74A20L3N,W/NP:OPEN-CLOSE,CONTACT 2a2b,76x76,KEY REMOVE POSITION IS CENTER,3 STAGE,W/KEY,STANDARD TYPE,YONGSUNG/KOREA | E31 | ea | 2 | E31,, | 25710000187 | KEY S/W,YSKDNC3205-74A20L3N,W/NP:OPEN-CLOSE,CONTACT 2a2b,76x76,ALL POSITION KEY REMOVE,3 STAGE,YONGSUNG/KOREA | ea
475 | VB2 | A24300055 | KEY S/W,YS KDNC3205-74A20L3N,W/NP:OPEN-CLOSE,CONTACT 2a2b,76x76,KEY REMOVE POSITION IS CENTER,3 STAGE,W/KEY,STANDARD TYPE,YONGSUNG/KOREA | M10 | ea | 1 | M10,, | 25710000187 | KEY S/W,YSKDNC3205-74A20L3N,W/NP:OPEN-CLOSE,CONTACT 2a2b,76x76,ALL POSITION KEY REMOVE,3 STAGE,YONGSUNG/KOREA | ea
476 | VB2 | A24300057 | KEY S/W,YSK-5C2405-K9M,W/NP:LOCAL-REMOTE,CONTACT 4a4b,YONGSUNG/KOREA | E31 | ea | 2 | E31,, | 25710000188 | KEY S/W,YSK-5C2405-K9M,W/NP:LOCAL-REMOTE,CONTACT 4a4b,2 STAGE,YONGSUNG/KOREA | ea
477 | VB2 | A24400005 | LEVEL S/W,LEVEL CONTROLLER,LCQ2-2RP,AC220V,50Hz,CHEOMDAN AUTCONS/KOREA. | M10 | ea | 1 | M10,, | 25760000076 | LEVEL S/W,LEVEL CONTROLLER,LCQ2-2RP,AC220V,50Hz,CHEOMDAN AUTCONS/KOREA | ea
478 | VB2 | A24000160 | CAM S/W,YS 5C2207-34MKB,W/NP:LOCAL-REMOTE,CONTACT 2a2b,YONGSUNG/KOREA | E31 | ea | 7 | E31,, | 25510003034 | CAM S/W,YS5C2207-34MKB,W/NP:LOCAL-REMOTE,CONTACT 2a2b,YONGSUNG/KOREA | ea
479 | VB2 | A24000160 | CAM S/W,YS 5C2207-34MKB,W/NP:LOCAL-REMOTE,CONTACT 2a2b,YONGSUNG/KOREA | M10 | ea | 8 | M10,, | 25510003034 | CAM S/W,YS5C2207-34MKB,W/NP:LOCAL-REMOTE,CONTACT 2a2b,YONGSUNG/KOREA | ea
480 | VB2 | A22300683 | AUX RELAY,YSMY05-2P220DSL,DC 220V,AUX.CONTACT:2C,W/SOCKET YSSKMY-2,LED,YONGSUNG/KOREA | M10 | ea | 215 | M10,, | 12870001026 | AUX RELAY,YSMY05-2P220DSL,COIL VOLTAGE:DC220V,AUX.CONTACT:2C,W/SOCKET YS SKMY-2,LED,YONGSUNG/KOREA | ea
481 | VB2 | A22300686 | AUX RELAY,YSMY03-4P110DSL,DC 110V,AUX.CONTACT:4C,W/SOCKET YSSKMY-4,YONGSUNG/KOREA | M10 | ea | 52 | M10,, | 12870000996 | AUX RELAY,YSMY03-4P110DSL,COIL VOLTAGE:DC110V,AUX.CONTACT:4C,W/SOCKET YS SKMY-4,LED,YONGSUNG/KOREA | ea
482 | VB2 | A22300713 | AUX RELAY,YSLY10-4P024DSD,DC 24V,AUX.CONTACT:4C,W/SOCKET,DIODE,YONGSUNG/KOREA | M10 | ea | 1 | M10,, | 12870000999 | AUX RELAY,YSLY10-4P024DSD,COIL VOLTAGE:DC24V,AUX.CONTACT:4C,W/SOCKET YS SKLY-4,DIODE,YONGSUNG/KOREA | ea
483 | VB2 | A22300716 | AUX RELAY,YSMY03-4P230ASL,AC 230V,50/60Hz,AUX.CONTACT:4C,W/SOCKET YSSKMY-4,LED,YONGSUNG/KOREA | M10 | ea | 44 | M10,, | 12870001001 | AUX RELAY,YSMY03-4P230ASL,COIL VOLTAGE:AC230V,50/60Hz,AUX.CONTACT:4C,W/SOCKET YS SKMY-4,LED,YONGSUNG/KOREA | ea
484 | VB2 | A22300718 | AUX RELAY,YSLY10-2P024DSL,DC 24V,AUX.CONTACT:2C,W/SOCKET YS SKLY-2,LED,YONGSUNG/KOREA | M10 | ea | 68 | M10,, | 12870001029 | AUX RELAY,YSLY10-2P024DSL,COIL VOLTAGE:DC24V,AUX.CONTACT:2C,W/SOCKET YS SKLY-2,LED,YONGSUNG/KOREA | ea
485 | VB2 | A22300732 | AUX RELAY,YSMY03-4P125DSL,DC 125V,AUX.CONTACT:4C,W/SOCKET YSSKMY-4,LED,YONGSUNG/KOREA | M10 | ea | 8 | M10,, | 12870001007 | AUX RELAY,YSMY03-4P125DSL,COIL VOLTAGE:DC125V,AUX.CONTACT:4C,W/SOCKET YS SKMY-4,LED,YONGSUNG/KOREA | ea
486 | VB2 | A24300053 | KEY S/W,YSAK2-222KB,CONTACT 2a2b,25PI,2 STAGE,BLACK COLOR,YONGSUNG/KOREA | M10 | ea | 2 | M10,, | 25710000185 | KEY S/W,YSAK2-222KB,CONTACT 2a2b,25PI,2 STAGE,YONGSUNG/KOREA | ea
487 | VB2 | A24300054 | KEY S/W,YSK-5C2404-K9M,W/NP:LOCAL-REMOTE,CONTACT 4a4b,YONGSUNG/KOREA | E31 | ea | 2 | E31,, | 25710000186 | KEY S/W,YSK-5C2404-K9M,W/NP:LOCAL-REMOTE,CONTACT 4a4b,2 STAGE,YONGSUNG/KOREA | ea
488 | VB2 | A24300054 | KEY S/W,YSK-5C2404-K9M,W/NP:LOCAL-REMOTE,CONTACT 4a4b,YONGSUNG/KOREA | M10 | ea | 1 | M10,, | 25710000186 | KEY S/W,YSK-5C2404-K9M,W/NP:LOCAL-REMOTE,CONTACT 4a4b,2 STAGE,YONGSUNG/KOREA | ea
489 | VB2 | A24300070 | KEY S/W,YS KDNC2601-79M20LN,W/NP:ABT ENABLE-DISABLE IN,CONTACT 6a6b,KEY REMOVE POSITION IS "ENABLE",2 STAGE,W/KEY,YONGSUNG/KOREA | M10 | ea | 1 | M10,, | 25710000189 | KEY S/W,YSKDNC2601-79M20LN,W/NP:ABT ENABLE-DISABLE IN,CONTACT 6a6b,KEY REMOVE POSITION IS "ENABLE" W/KEY,2 STAGE,YONGSUNG/KOREA | ea
490 | VB2 | A24500003 | LIMIT S/W,YSR1215GW-B,250VAC/15A,AUX.CONTACT 1C,YONGSUNG/KOREA. | A12 | ea | 14 | A12,, | 25810000125 | LIMIT S/W,YSR1215GW-B,250VAC/15A,AUX.CONTACT 1C,YONGSUNG/KOREA | ea
491 | VB2 | A24500003 | LIMIT S/W,YSR1215GW-B,250VAC/15A,AUX.CONTACT 1C,YONGSUNG/KOREA. | E31 | ea | 19 | E31,, | 25810000125 | LIMIT S/W,YSR1215GW-B,250VAC/15A,AUX.CONTACT 1C,YONGSUNG/KOREA | ea
492 | VB2 | A24500006 | LIMIT S/W,YS R1-15C-B,250VAC/10A,AUX.CONTACT 1C,BLACK COLOR,JACK TYPE,YONGSUNG/KOREA. | M10 | ea | 541 | M10,, | 25810000126 | LIMIT S/W,YSR1-15C-B,250VAC/10A,AUX.CONTACT 1C,BLACK COLOR,JACK TYPE,YONGSUNG/KOREA | ea
493 | VB2 | A24500012 | LIMIT S/W,YSR1215GW-B,250VAC/15A,AUX.CONTACT 1C,MICRO SWITCH COVER,YONGSUNG/KOREA. | A12 | ea | 25 | A12,, | 25810000127 | LIMIT S/W,YSR1215GW-B,250VAC/15A,AUX.CONTACT 1C,MICRO SWITCH COVER,YONGSUNG/KOREA | ea
494 | VB2 | A60400874 | BOOTS (HV),BOOTS-1205,LSVN-1181-40,1C-150SQ,RED BROWN COLOUR,SEOUL DIPPING/KOREA | E31 | ea | 5 | E31,, | 67318200070 | BOOTS,BOOTS (HV),BOOTS-1205,LSVN-1181-40,1C-150SQ,RED BROWN COLOUR,SEOUL DIPPING/KOREA | ea
495 | VB2 | A60400944 | BOOTS (HV),BOOTS-1215,MCSG-24KV,LSEVN-1238-60,RED BROWN COLOUR,SEOUL DIPPING/KOREA | M10 | ea | 3 | M10,, | 67318200078 | BOOTS,BOOTS (HV),BOOTS-1215,MCSG-24KV,LSEVN-1238-60,RED BROWN COLOUR,SEOUL DIPPING/KOREA | ea
496 | VB2 | A60400947 | BOOTS (HV),BOOTS-1215,MCSG-24KV,LSEVN-1241-25,RED BROWN COLOUR,SEOUL DIPPING/KOREA | M10 | ea | 6 | M10,, | 67318200080 | BOOTS,BOOTS (HV),BOOTS-1215,MCSG-24KV,LSEVN-1241-25,RED BROWN COLOUR,SEOUL DIPPING/KOREA | ea
497 | VB2 | A60400948 | BOOTS (HV),BOOTS-1216,MCSG-24KV,LSEVN-1242-60,RED BROWN COLOUR,SEOUL DIPPING/KOREA | M10 | ea | 3 | M10,, | 67318200081 | BOOTS,BOOTS (HV),BOOTS-1216,MCSG-24KV,LSEVN-1242-60,RED BROWN COLOUR,SEOUL DIPPING/KOREA | ea
498 | VB2 | A60400949 | BOOTS (HV),BOOTS-1216,MCSG-24KV,LSEVN-1243-60,RED BROWN COLOUR,SEOUL DIPPING/KOREA | M10 | ea | 3 | M10,, | 67318200082 | BOOTS,BOOTS (HV),BOOTS-1216,MCSG-24KV,LSEVN-1243-60,RED BROWN COLOUR,SEOUL DIPPING/KOREA | ea
499 | VB2 | A61200859 | BOLT,BOLT,HEX,M12,L100,SM45C,Ep-Fe/Zn 5/CM2(Cr3/White),TENSILE CLASS 10.9, DIN931,GSB/KOREA | M10 | ea | 100 | M10,, | 45718200051 | BOLT,HEX BOLT,M12,L100,SM45C,Ep-Fe/Zn 5/CM2(Cr3/White),TENSILE CLASS 10.9,DIN931,GSB/KOREA | ea
500 | VB2 | A60800291 | BUSBAR INSULATION COVER,LV,BOOTS-LV-058,LSVN-LV-0321,PVC,BLACK COLOR,SEOUL DIPPING/KOREA | E31 | ea | 30 | E31,, | 70218200098 | BUSBAR,BUSBAR INSULATION COVER- LV,BOOTS-LV-058,LSVN-LV-0321,PVC (BLACK COLOR),SEOUL DIPPING/KOREA | ea
501 | VB2 | A60800103 | BUSBAR INSULATION COVER,24kV,LSVN-MS-16-30,PVC,RED BROWN COLOR,SEOUL DIPPING/KOREA | M10 | ea | 3 | M10,, | 70218200039 | BUSBAR,BUSBAR INSULATION COVER- 24kV,LSVN-MS-16-30,PVC (RED BROWN COLOR),SEOUL DIPPING/KOREA | ea
502 | VB2 | A60800280 | BUSBAR INSULATION COVER,LV,BOOTS-LV-185,LSVN-LV-1063,PVC,TRANSPARENT,SEOUL DIPPING/KOREA | E31 | ea | 36 | E31,, | 70218200090 | BUSBAR,BUSBAR INSULATION COVER- LV,BOOTS-LV-185,LSVN-LV-1063,PVC (TRANSPARENT),SEOUL DIPPING/KOREA | ea
503 | VB2 | A60800179 | BUSBAR INSULATION COVER,LV,LSVN-LV-0621,PVC,BLACK COLOR,SEOUL DIPPING/KOREA | E31 | ea | 4 | E31,, | 70218200044 | BUSBAR,BUSBAR INSULATION COVER- LV,LSVN-LV-0621,PVC (BLACK COLOR),SEOUL DIPPING/KOREA | ea
504 | VB2 | A60800180 | BUSBAR INSULATION COVER,LV,LSVN-LV-0622,PVC,BLACK COLOR,SEOUL DIPPING/KOREA | E31 | ea | 3 | E31,, | 70218200045 | BUSBAR,BUSBAR INSULATION COVER- LV,LSVN-LV-0622,PVC (BLACK COLOR),SEOUL DIPPING/KOREA | ea
505 | VB2 | A60800230 | BUSBAR INSULATION COVER,24kV,LSVN-MS-68-30,PVC,RED BROWN COLOR,SEOUL DIPPING/KOREA | M10 | ea | 3 | M10,, | 70218200050 | BUSBAR,BUSBAR INSULATION COVER- 24kV,LSVN-MS-68-30,PVC (RED BROWN COLOR),SEOUL DIPPING/KOREA | ea
506 | VB2 | A60800111 | BUSBAR INSULATION COVER,24kV,LSVN-MS-49-30,PVC,RED BROWN COLOR,SEOUL DIPPING/KOREA | M10 | ea | 3 | M10,, | 70218200040 | BUSBAR,BUSBAR INSULATION COVER- 24kV,LSVN-MS-49-30,PVC (RED BROWN COLOR),SEOUL DIPPING/KOREA | ea
507 | VB2 | A60500800 | BOOTS (LV),BOOTS MCC - 012,LSVN-HMCC-0007,0.4 KV,BLACK COLOUR,SEOUL DIPPING/KOREA | M10 | ea | 12 | M10,, | 67318200123 | BOOTS,BOOTS (LV),BOOTS MCC - 012,LSVN-HMCC-0007,0.4 KV,BLACK COLOUR,SEOUL DIPPING/KOREA | ea
508 | VB2 | A60500801 | BOOTS (LV),BOOTS MCC - 012,LSVN-HMCC-0008,0.4 KV,BLACK COLOUR,SEOUL DIPPING/KOREA | M10 | ea | 12 | M10,, | 67318200124 | BOOTS,BOOTS (LV),BOOTS MCC - 012,LSVN-HMCC-0008,0.4 KV,BLACK COLOUR,SEOUL DIPPING/KOREA | ea
509 | VB2 | A60500802 | BOOTS (LV),BOOTS MCC - 012,LSVN-HMCC-0009,0.4 KV,BLACK COLOUR,SEOUL DIPPING/KOREA | M10 | ea | 12 | M10,, | 67318200125 | BOOTS,BOOTS (LV),BOOTS MCC - 012,LSVN-HMCC-0009,0.4 KV,BLACK COLOUR,SEOUL DIPPING/KOREA | ea
510 | VB2 | A60500878 | BOOTS (LV),BOOTS MCC - 017,LSVN-HMCC-0041,0.4 KV,WHITE TRANSPARENT,SEOUL DIPPING/KOREA | M10 | ea | 3 | M10,, | 67318200126 | BOOTS,BOOTS (LV),BOOTS MCC - 017,LSVN-HMCC-0041,0.4 KV,WHITE TRANSPARENT,SEOUL DIPPING/KOREA | ea
511 | VB2 | A60500879 | BOOTS (LV),BOOTS MCC - 017,LSVN-HMCC-0042,0.4 KV,WHITE TRANSPARENT,SEOUL DIPPING/KOREA | M10 | ea | 3 | M10,, | 67318200127 | BOOTS,BOOTS (LV),BOOTS MCC - 017,LSVN-HMCC-0042,0.4 KV,WHITE TRANSPARENT,SEOUL DIPPING/KOREA | ea
512 | VB2 | A60500880 | BOOTS (LV),BOOTS MCC - 018,LSVN-HMCC-0043,0.4 KV,WHITE TRANSPARENT,SEOUL DIPPING/KOREA | M10 | ea | 6 | M10,, | 67318200128 | BOOTS,BOOTS (LV),BOOTS MCC - 018,LSVN-HMCC-0043,0.4 KV,WHITE TRANSPARENT,SEOUL DIPPING/KOREA | ea
513 | VB2 | A60500881 | BOOTS (LV),BOOTS MCC - 018,LSVN-HMCC-0044,0.4 KV,WHITE TRANSPARENT,SEOUL DIPPING/KOREA | M10 | ea | 6 | M10,, | 67318200129 | BOOTS,BOOTS (LV),BOOTS MCC - 018,LSVN-HMCC-0044,0.4 KV,WHITE TRANSPARENT,SEOUL DIPPING/KOREA | ea
514 | VB2 | A60500775 | BOOTS (LV),BOOTS-LV-001,LSVN-LV-0005,0.4 KV,WHITE TRANSPARENT,SEOUL DIPPING/KOREA | M10 | ea | 16 | M10,, | 67318200122 | BOOTS,BOOTS (LV),BOOTS-LV-001,LSVN-LV-0005,0.4 KV,WHITE TRANSPARENT,SEOUL DIPPING/KOREA | ea
515 | VB2 | A63700034 | LINER,RUBBER,CUSHION, LV BOX, GRMU, 60013570004, KOREA | A12 | ea | 43 | A12,, | 6001VR70004 | RUBBER,CUSHION,LV BOX,GRMU,VR | ea
516 | VB2 | A63700034 | LINER,RUBBER,CUSHION, LV BOX, GRMU, 60013570004, KOREA | E31 | ea | 35 | E31,, | 6001VR70004 | RUBBER,CUSHION,LV BOX,GRMU,VR | ea
517 | VB2 | A62700552 | HANDLE,Multi-Handle - Auto-lock Handle,KAHL-1057-B(L),Left open type,Chrome plating and glossy,Korea Alps | M10 | ea | 4 | M10,, | 02160000806 | HANDLE,HANDLE,Chrome plating and glossy,Left open type,Multi-Handle - Auto-lock Handle KAHL-1057-B(L)Korea Alps | ea
518 | VB2 | A62800009 | HINGE,HINGE MALE/LEFT,MCC,MH84-0001-P1,DAESUNG Co. | M10 | ea | 106 | M10,, | 46418200039 | HINGE,HINGE MALE/LEFT,MCC,MH84-0001_P1,DAESUNG Co. | ea
519 | VB2 | A62800010 | HINGE,HINGE MALE/RIGHT,MH84-0001-P2,DAESUNG Co. | M10 | ea | 36 | M10,, | 46418200040 | HINGE,HINGE MALE/RIGHT,MH84-0001_P2,DAESUNG Co. | ea
520 | VB2 | A62800053 | HINGE,HINGE,FRAME,1,WITH PIN, K CODE 46414112002, HYUNDAI HANDLE IND, KOREA | E31 | ea | 142 | E31,, | NA | #N/A | #N/A
521 | VB2 | A62800053 | HINGE,HINGE,FRAME,1,WITH PIN, K CODE 46414112002, HYUNDAI HANDLE IND, KOREA | M10 | ea | 171 | M10,, | NA | #N/A | #N/A
522 | VB2 | A62800055 | HINGE,HINGE,LAMP BOARD HINGE PIN,SUSOL MCC,GM0077, K CODE 46414111486, HYUNDAI HANDLE IND, KOREA | E31 | ea | 757 | E31,, | NA | #N/A | #N/A
523 | VB2 | A62800055 | HINGE,HINGE,LAMP BOARD HINGE PIN,SUSOL MCC,GM0077, K CODE 46414111486, HYUNDAI HANDLE IND, KOREA | M10 | ea | 239 | M10,, | NA | #N/A | #N/A
524 | VB2 | A62800057 | HINGE,HINGE,DOOR PNL,INSIDE,GM9269, K CODE 46414112001, KOREA | M10 | ea | 96 | M10,, | NA | #N/A | #N/A
525 | VB2 | A32610013 | T/B ASS'Y,PROTECTION COVER,YS2AC1-1,PVC.COVER,L= 1m,FOR YSAT020,YONGSUNG/KOREA | M10 | ea | 396 | M10,, | 11020000008 | T/B ASS'Y,PROTECTION COVER,YS2AC1-1 (1 STAGE FOR TB YS2AT020 2 LAYERS/L=1m WHITE COLOR),YONGSUNG/KOREA | ea
526 | VB2 | A32610004 | T/B ASS'Y,Dust-proof Cover,ATB-15WD,FOR ATB-15AWS,PVC.COVER,L= 1m,HIVERO/KOREA | M10 | ea | 1907 | M10,, | 11020000030 | T/B ASS'Y,PROTECTION COVER,ATB-15WD (2 STAGE FOR ATB-15AWS 2 LAYERS/L= 1m WHITE COLOR),HIVERO/KOREA | ea
527 | VB2 | A32610010 | T/B ASS'Y,SEPARATOR,YS2AS-1,2 LAYERS,FOR YSAT020,YONGSUNG/KOREA | E31 | ea | 3000 | E31,, | 11020000049 | T/B ASS'Y,SEPARATOR,YS2AS-1 (2 STAGES FOR YSAT020 2 LAYERS/FRONT),YONGSUNG/KOREA | ea
528 | VB2 | A32610010 | T/B ASS'Y,SEPARATOR,YS2AS-1,2 LAYERS,FOR YSAT020,YONGSUNG/KOREA | M10 | ea | 2110 | M10,, | 11020000049 | T/B ASS'Y,SEPARATOR,YS2AS-1 (2 STAGES FOR YSAT020 2 LAYERS/FRONT),YONGSUNG/KOREA | ea
529 | VB2 | A32610011 | T/B ASS'Y,SEPARATOR,YS2AS-2,2 LAYERS,FOR YSAT020,YONGSUNG/KOREA | E31 | ea | 2002 | E31,, | 11020000010 | T/B ASS'Y,SEPARATOR,YS2AS-2 (2 STAGES FOR YSAT020 2 LAYERS/BACK),YONGSUNG/KOREA | ea
530 | VB2 | A32610011 | T/B ASS'Y,SEPARATOR,YS2AS-2,2 LAYERS,FOR YSAT020,YONGSUNG/KOREA | M10 | ea | 5000 | M10,, | 11020000010 | T/B ASS'Y,SEPARATOR,YS2AS-2 (2 STAGES FOR YSAT020 2 LAYERS/BACK),YONGSUNG/KOREA | ea
531 | VB2 | A32610038 | T/B ASS'Y,SEPARATOR,YSAS-2,1 STAGE,FOR YSAT035-01,YONGSUNG/KOREA | A12 | ea | 15 | A12,, | 11020000003 | T/B ASS'Y,SEPARATOR,YSAS-2 (1 STAGE FOR YSAT035-01/35A),YONGSUNG/KOREA | ea
532 | VB2 | A32610038 | T/B ASS'Y,SEPARATOR,YSAS-2,1 STAGE,FOR YSAT035-01,YONGSUNG/KOREA | E31 | ea | 13 | E31,, | 11020000003 | T/B ASS'Y,SEPARATOR,YSAS-2 (1 STAGE FOR YSAT035-01/35A),YONGSUNG/KOREA | ea
533 | VB2 | A19300050 | LATCH RELAY,YSC20LR-2801220DEB,TRIP COIL:220Vdc,AUX.CONTACT:8a8b,WITH RESET MANUAL,FLUSH MOUNTING,NAMEPLATE: TRIP-RESET,O HANDLE TYPE,YONGSUNG/KOREA. | E31 | ea | 5 | E31,, | 14910000074 | LATCH RELAY,YSC20LR-2801220DEB,TRIP COIL:220Vdc,AUX.CONTACT:8a8b,WITH RESET MANUAL,FLUSH MOUNTING,NAMEPLATE: TRIP-RESET,O HANDLE TYPE,YONGSUNG/KOREA | ea
534 | VB2 | A21200014 | ARC,ASSEMBLY, SELECTIVE SLAVE UNIT,AP-R-SS-R2,S44317289,VEST,K CODE 10140000652,LS ELECTRIC/KOREA | E31 | set | 2 | E31,, | 10140000652 | ASS'Y,SELECTIVE SLAVE UNIT,AP-R-SS-R2,S44317289,CHANGMYUNG CONTROL | ea
535 | VB2 | A32610002 | T/B ASS'Y,SEPARATOR,ATB-S15W,USE FOR ATB-15AW,2 LAYERS,(Left & Right side=2pcs),HIVERO/KOREA | M10 | set | 872 | M10,, | 11020000005 | T/B ASS'Y,SEPARATOR,ATB-S15W (2 STAGES FOR ATB-15AW 2 LAYERS/BACK)‚Left & Right side=2pcs,HIVERO/VIETNAM | set
536 | VB2 | A72700030 | LOCK,LOCK,9782,DUAL ROLLER CATCH LKY_FRAME SIDE_SUSOL MCC, K CODE 56764112001, MESAN(DOATEC), KOREA | M10 | ea | 220 | M10,, | NA | #N/A | #N/A
537 | VB2 | A72700031 | LOCK,CATCH, K CODE 51113570001, KC-1816-2, KONGJIN, KOREA | E31 | ea | 29 | E31,, | NA | #N/A | #N/A
538 | VB2 | A72700031 | LOCK,CATCH, K CODE 51113570001, KC-1816-2, KONGJIN, KOREA | M10 | ea | 49 | M10,, | NA | #N/A | #N/A
539 | VB2 | A74800041 | SHAFT,SHAFT,CORNER PLATE,PANEL,SJ100034,TAESAN HITEC/KOREA | M10 | ea | 22 | M10,, | 60464100006 | SHAFT,CORNER PLATE,PANEL,SJ100034_,TAESAN HITEC/KOREA | ea
540 | VB2 | A77100025 | LOGO PANEL,LOGO PANEL,EMBLEM,ABS,S44181132 | E31 | ea | 322 | E31,, | 02610000005 | LG LOGO,EMBLEM,ABS,S44181132 | ea
541 | VB2 | A77100031 | LOGO PANEL,LOGO PANEL,LS Badge H23.7, SS440 | M10 | ea | 1426 | M10,, | 02610000006 | LG LOGO,LS Badge H23.7,SS440 | ea
542 | VB2 | A74800022 | SHAFT,SHAFT,CORNER PLATE,PANEL,SJ100016,TAESAN HITEC/KOREA | M10 | ea | 4 | M10,, | 60464100005 | SHAFT,CORNER PLATE,PANEL,SJ100016_,TAESAN HITEC/KOREA | ea
543 | VB2 | A40600434 | TIMER,MUL.FUNC,AT8N,SUPPLY VOL:AC100-240V/DC24-240V,50/60Hz,TIME DELAY 2C,W/SOCKET,PS-08(N),8 PINS,AUTONICS/VIETNAM | M10 | ea | 24 | M10,, | NA | #N/A | #N/A
544 | VB2 | A60100057 | BARRIER,SMC BARRIER(RED COLOR),C-AIS,S44309738,T5X842X290 (2.5KG),VIET NAM | M10 | ea | 8 | M10,, | 67218200009 | BARRIER,SMC BARRIER(RED COLOR),C-AIS,T5X842X290 (2.5KG),S44309738,VIET NAM | ea
545 | VB2 | A60100061 | BARRIER,SMC BARRIER(RED COLOR),24KV,SMC-202203-P1,T5X240X770 (1.9KG),VIET NAM | M10 | ea | 1 | M10,, | 67218200010 | BARRIER,SMC BARRIER(RED COLOR),24KV,T5X240X770 (1.9KG),SMC-202203-P1,VIET NAM | ea
546 | VB2 | A60100066 | BARRIER,SMC BARRIER(RED COLOR),C-AIS,S44037830-P1,T5X348X250 (0.9KG),VIET NAM | M10 | ea | 11 | M10,, | 67218200012 | BARRIER,SMC BARRIER(RED COLOR),C-AIS,T5X348X250 (0.9KG),S44037830-P1,VIET NAM | ea
547 | VB2 | A40900104 | VD,3xIndoor capacitive post Insulator,12KV,LYC117/TA(H=130mm),With Voltage indicator DXN8D-12NA/Q3,115pF,50/60Hz,With Contact 1NC,Supply:AC/DC 110~220V,without coaxcial connection cable,LIYOND/CHINA. | M10 | set | 13 | M10,, | 07610000479 | VD,3xIndoor capacitive post Insulator,12kV,50/60Hz‚LYC117/TA(H=130mm),With Voltage indicator DXN8D-12NA/Q3 115pF,With Contact 1NC‚Supply:AC/DC 110-220V,without coaxcial connection cable,LIYOND/CHINA | set
548 | VB2 | A37800408 | COLOR CAP,CAP,80P,BROWN,VIJAYA/VIET NAM | M20 | ea | 200 | M20,, | #N/A | #N/A | #N/A
549 | VB2 | A38100070 | FAN,COOLING FAN,FV-20AL1,220VAC,1P,50Hz,18W,550[m3/h],PANASONIC/VIETNAM | M10 | ea | 14 | M10,, | #N/A | #N/A | #N/A
550 | VB2 | A38100076 | FAN,UF-12AC11BWH,110VAC,1P,50/60Hz,Size:120x120x38,FULLTECH/TAIWAN | M10 | ea | 12 | M10,, | #N/A | #N/A | #N/A
551 | VB2 | A38300010 | FUSE PART,DIAZED FUSE HOLDER,KF-30L,600V,MAX 30A,DIN Rail,USE FOR FUSE KFS-A TYPE,W/SOCKET,KACON/KOREA | M10 | ea | 9 | M10,, | #N/A | #N/A | #N/A
552 | VB2 | A38300043 | FUSE PART,FUSE HOLDER,CMC103,690V,32A,MERSEN/FERRAZ(EU). | M10 | ea | 11 | M10,, | 06060000346 | FUSE PART,FUSE HOLDER,CMC103,690V,32A,MERSEN/FERRAZ(EU) | ea
553 | VB2 | A39600461 | POWER CAPACITOR,KNE-4021005S,3 PHASE,400VAC,10μF,50Hz,NUINTEK/KOREA. | M10 | ea | 2 | M10,, | 05710003072 | POWER CAPACITOR,KNE-4021005S,3P,400VAC,50Hz,10μF,NUINTEK/KOREA | ea
554 | VB2 | A60301526 | BOOTS,BOOTS-1024,LSVN-122-40,24KV,RED BROWN COLOUR,VIJAYA SAI/VN | M10 | ea | 1 | M10,, | 67318200028 | BOOTS,BOOTS-1024,24kV,LSVN-122-40,RED BROWN COLOUR,VIJAYA SAI/VN | ea
555 | VB2 | A60301527 | BOOTS,BOOTS-1049,LSVN-260-60,24KV,RED BROWN COLOUR,VIJAYA SAI/VN | M10 | ea | 6 | M10,, | 67318200029 | BOOTS,BOOTS-1049,24kV,LSVN-260-60,RED BROWN COLOUR,VIJAYA SAI/VN | ea
556 | VB2 | A60301568 | BOOTS,MS-BOOTS-1012,LSVN-MS-62-30,MASCON,RED BROWN COLOUR,VIJAYA SAI/VN | M10 | ea | 18 | M10,, | 67318200031 | BOOTS,MS-BOOTS-1012,MASCON,LSVN-MS-62-30,RED BROWN COLOUR,VIJAYA SAI/VN | ea
557 | VB2 | A60301571 | BOOTS,BOOTS-1031,LSVN-62-60,24KV,RED BROWN COLOUR,VIJAYA SAI/VN | M10 | ea | 3 | M10,, | 67318200032 | BOOTS,BOOTS-1031,24kV,LSVN-62-60,RED BROWN COLOUR,VIJAYA SAI/VN | ea
558 | VB2 | A60301574 | BOOTS,MS-BOOTS-1006,LSVN-MS-29-30,MASCON,RED BROWN COLOUR,VIJAYA SAI/VN | M10 | ea | 3 | M10,, | 67318200033 | BOOTS,MS-BOOTS-1006,MASCON,LSVN-MS-29-30,RED BROWN COLOUR,VIJAYA SAI/VN | ea
559 | VB2 | A60100223 | BARRIER,CABLE SUPPORT,S44076348_P2 30TX40X75,BAKELITE,VIET NAM | M10 | ea | 3 | M10,, | 67218200024 | BARRIER,CABLE SUPPORT,BAKELITE,S44076348_P2 30TX40X75,VIET NAM | ea
560 | VB2 | A60100297 | BARRIER,INSULATION PART OF SWGR,T5.0mm,ACRYL,Viet Nam | M10 | kg | 5 | M10,, | 67218222010 | BARRIER,INSULATION PART OF SWGR,ACRYL,T5.0mm,VIET NAM | kg
561 | VB2 | A60100298 | BARRIER,INSULATION PART OF SWGR,T5.0mm,PVC,Viet Nam | M10 | kg | 1.62 | M10,, | 67218222012 | BARRIER,INSULATION PART OF SWGR,PVC,T5.0mm,VIET NAM | kg
562 | VB2 | A90100063 | PACKING,DOOR PACKING,EPDM VERTICAL INSERT TYPE 1.5T ~ 3.2T,WHNB-3-1,Wonchang/Korea | M20 | m | 1051.9 | M20,, | 80568200021 | PACKING,DOOR PACKING,WHNB-3-1,EPDM VERTICAL INSERT TYPE 1.5T ~ 3.2T,Wonchang/Korea | m
563 | VB2 | A90100064 | PACKING,GASKET PACKING,WHNB-6,Wonchang/Korea | M10 | m | 4 | M10,, | 80568200027 | PACKING,GASKET PACKING,WHNB-6,Wonchang/Korea | m
564 | VB2 | A85000698 | CABLE,KIV CABLE,1Cx35 SQmm,MULTI-CORE CABLES,450/750V,GREEN,COSMOLINK/VIETNAM | M30 | m | 97 | M30,, | 41510005031 | CABLE,450/750V-Cu/PVC,KIV,1Cx35 SQmm,GREEN,CLASS 5,COSMOLINK VINA/VIETNAM | m
565 | VB2 | A85000699 | CABLE,KIV CABLE,1Cx70 SQmm,SINGLE-CORE CABLE,450/750V,GREEN,COSMOLINK/VIETNAM | M10 | m | 300 | M10,, | 41510005032 | CABLE,450/750V-Cu/PVC,KIV,1Cx70 SQmm,GREEN,CLASS 5,COSMOLINK VINA/VIETNAM | m
566 | VB2 | A85000699 | CABLE,KIV CABLE,1Cx70 SQmm,SINGLE-CORE CABLE,450/750V,GREEN,COSMOLINK/VIETNAM | M30 | m | 85 | M30,, | 41510005032 | CABLE,450/750V-Cu/PVC,KIV,1Cx70 SQmm,GREEN,CLASS 5,COSMOLINK VINA/VIETNAM | m
567 | VB2 | A85100001 | WIRE,KIV CABLE,1Cx1.5 SQmm,450/750 V-Cu/PVC TCVN 6610/IEC 60227,RED,SH CABLE/VIET NAM | M30 | m | 2229 | M30,, | 41564250140 | WIRE,450/750V-Cu/PVC,KIV,1Cx1.5 SQmm,RED,CLASS 5,COSMOLINK VINA/VIETNAM | m
568 | VB2 | A85100003 | WIRE,KIV CABLE,1Cx1.5 SQmm,450/750 V-Cu/PVC TCVN 6610/IEC 60227,GREEN,SH CABLE/VIET NAM | M30 | m | 97 | M30,, | 41564250141 | WIRE,450/750V-Cu/PVC,KIV,1Cx1.5 SQmm,GREEN,CLASS 5,COSMOLINK VINA/VIETNAM | m
569 | VB2 | A85100619 | WIRE,CABLE,0.6/1kV HF-XHHW/SIS,HALOGEN FREE FLAME RETARDANT IEC60228,1Cx2.5 SQmm,XLPE Insulation, CLASS 5,BLUE,DAEWON CABLE/KOREA | M10 | m | 100 | M10,, | 41564250027 | WIRE,0.6/1kV HF-XHHW/SIS,HALOGEN-FREE FLAME RETARDANT,1Cx2.5 SQmm,BLUE,CLASS 5,DAEWON CABLE/KOREA | m
570 | VB2 | A85000614 | CABLE,FLAME RETARDANT,1Cx50 SQmm,0.6/1kV Cu/H-PVC(HKIV),CLASS 5,GREEN/YELLOW,COSMOLINK/VIETNAM | M30 | m | 372 | M30,, | 41510005021 | CABLE,0.6/1kV Cu/FR-HPVC,HKIV(Heat Resistant PVC),1Cx50 SQmm,GREEN/YELLOW,CLASS 5,COSMOLINK VINA/VIETNAM | m
571 | VB2 | A83200352 | TUBE,Thin Wall Tube (Up to 3.3KV),GSC,70/35,GRAY,GALA/INDIA | M10 | m | 31.1 | M10,, | NA | #N/A | #N/A
572 | VB2 | A83200355 | TUBE,Thin Wall Tube (Up to 3.3KV),GSC,30/15,BROWN,GALA/INDIA | M10 | m | 57.5 | M10,, | NA | #N/A | #N/A
573 | VB2 | A83200356 | TUBE,Thin Wall Tube (Up to 3.3KV),GSC,30/15,GRAY,GALA/INDIA | M10 | m | 76.5 | M10,, | NA | #N/A | #N/A
574 | VB2 | A83200358 | TUBE,Thin Wall Tube (Up to 3.3KV),GSC,40/20,BROWN,GALA/INDIA | M10 | m | 50 | M10,, | 41960001478 | TUBE,Thin Wall Tube (Up to 3.3KV),40/20,BROWN,(GSC)GALA/INDIA | m
575 | VB2 | A83200359 | TUBE,Thin Wall Tube (Up to 3.3KV),GSC,40/20,GRAY,GALA/INDIA | M10 | m | 48 | M10,, | NA | #N/A | #N/A
576 | VB2 | A83200360 | TUBE,Thin Wall Tube (Up to 3.3KV),GSC,50/25,BROWN,GALA/INDIA | M10 | m | 97.5 | M10,, | NA | #N/A | #N/A
577 | VB2 | A83200361 | TUBE,Thin Wall Tube (Up to 3.3KV),GSC,50/25,GRAY,GALA/INDIA | M10 | m | 22 | M10,, | NA | #N/A | #N/A
578 | VB2 | A85100646 | WIRE,KIV CABLE,1Cx6.0 SQmm,450/750 V-Cu/PVC TCVN 6610/IEC 60227,GREEN COLOR,COSMOLINK/VIETNAM | M10 | m | 330 | M10,, | 41564250160 | WIRE,450/750V-Cu/PVC,KIV,1Cx6.0 SQmm,GREEN,CLASS 5,COSMOLINK VINA/VIETNAM | m
579 | VB2 | A85100647 | WIRE,KIV CABLE,1Cx1.5 SQmm,450/750 V-Cu/PVC TCVN 6610/IEC 60227,BLACK,COSMOLINK/VIETNAM | M10 | m | 381 | M10,, | 41564250107 | WIRE,450/750V-Cu/PVC,KIV,1Cx1.5 SQmm,BLACK,CLASS 5,COSMOLINK VINA/VIETNAM | m
580 | VB2 | A85100648 | WIRE,KIV CABLE,1Cx1.5 SQmm,450/750 V-Cu/PVC TCVN 6610/IEC 60227,RED,COSMOLINK/VIETNAM | M10 | m | 1100 | M10,, | 41564250140 | WIRE,450/750V-Cu/PVC,KIV,1Cx1.5 SQmm,RED,CLASS 5,COSMOLINK VINA/VIETNAM | m
581 | VB2 | A90100003 | PACKING,DOOR PACKING,3Tx15mm | M20 | m | 428 | M20,, | 03060000471 | PACKING,DOOR PACKING,3Tx15mm | m
582 | VB2 | A90100013 | PACKING,DOOR PACKING,3Tx30mm | M20 | m | 239 | M20,, | 03060000472 | PACKING,DOOR PACKING,3Tx30mm | m
583 | VB2 | A85000655 | CABLE,FLAME RETARDANT,1Cx25 SQmm,0.6/1kV Cu/H-PVC(HKIV),CLASS 5,GREEN,COSMOLINK/VIETNAM | M30 | m | 212 | M30,, | 41510005025 | CABLE,0.6/1kV Cu/FR-HPVC,HKIV(Heat Resistant PVC),1Cx25 SQmm,GREEN,CLASS 5,COSMOLINK VINA/VIETNAM | m
584 | VB2 | A85000658 | CABLE,FLAME RETARDANT,1Cx120 SQmm,0.6/1kV Cu/H-PVC(HKIV),CLASS 5,GREEN,COSMOLINK/VIETNAM | M30 | m | 130 | M30,, | 41510005026 | CABLE,0.6/1kV Cu/FR-HPVC,HKIV(Heat Resistant PVC),1Cx120 SQmm,GREEN,CLASS 5,COSMOLINK VINA/VIETNAM | m
585 | VB2 | A85100307 | WIRE,CABLE,450/750V XHHW/SIS,FLAME RETARDANT,1Cx6.0 SQmm,GRAY,LSCABLE/KOREA | M30 | m | 200 | M30,, | 41564250134 | WIRE,450/750V XHHW/SIS,FLAME RETARDANT,1Cx6.0 SQmm,GRAY,CLASS 5,LS CABLE/KOREA | m
586 | VB2 | A85100312 | WIRE,KIV CABLE,1Cx4.0 SQmm,0.6/1kv -Cu/PVC TCVN 5935/IEC 60502-1,YELLOW,SH CABLE/VIET NAM | M30 | m | 370 | M30,, | 41564250104 | WIRE,0.6/1kV Cu/FR-HPVC,HKIV(Heat Resistant PVC),1Cx4.0 SQmm,YELLOW,CLASS 5,COSMOLINK VINA/VIETNAM | m
587 | VB2 | A85100314 | WIRE,KIV CABLE,1Cx4.0 SQmm,0.6/1kv -Cu/PVC TCVN 5935/IEC 60502-1,RED,SH CABLE/VIET NAM | M30 | m | 275 | M30,, | 41564250102 | WIRE,0.6/1kV Cu/FR-HPVC,HKIV(Heat Resistant PVC),1Cx4.0 SQmm,RED,CLASS 5,COSMOLINK VINA/VIETNAM | m
588 | VB2 | A85100315 | WIRE,KIV CABLE,1Cx4.0 SQmm,0.6/1kv -Cu/PVC TCVN 5935/IEC 60502-1,BLACK,SH CABLE/VIET NAM | M30 | m | 100 | M30,, | 41564250098 | WIRE,0.6/1kV Cu/FR-HPVC,HKIV(Heat Resistant PVC),1Cx4.0 SQmm,BLACK,CLASS 5,COSMOLINK VINA/VIETNAM | m
589 | VB2 | A85100353 | WIRE,KIV CABLE,1Cx6.0 SQmm,450/750 V-Cu/PVC TCVN 6610/IEC 60227,BLUE,SH CABLE/VIET NAM | M30 | m | 100 | M30,, | 41564250152 | WIRE,450/750V-Cu/PVC,KIV,1Cx6.0 SQmm,BLUE,CLASS 5,COSMOLINK VINA/VIETNAM | m
590 | VB2 | A85100359 | WIRE,KIV CABLE,1Cx2.5 SQmm,450/750 V-Cu/PVC TCVN 6610/IEC 60227,WHITE,SH CABLE/VIET NAM | M10 | m | 549 | M10,, | 41564250149 | WIRE,450/750V-Cu/PVC,KIV,1Cx2.5 SQmm,WHITE,CLASS 5,COSMOLINK VINA/VIETNAM | m
591 | VB2 | A85100360 | WIRE,KIV CABLE,1Cx4.0 SQmm,450/750 V-Cu/PVC TCVN 6610/IEC 60227,WHITE,SH CABLE/VIET NAM | M30 | m | 485 | M30,, | 41564250153 | WIRE,450/750V-Cu/PVC,KIV,1Cx4.0 SQmm,WHITE,CLASS 5,COSMOLINK VINA/VIETNAM | m
592 | VB2 | A85100362 | WIRE,KIV CABLE,1Cx1.5 SQmm,0.6/1kv -Cu/PVC TCVN 5935/IEC 60502-1,RED,SH CABLE/VIET NAM | M30 | m | 430 | M30,, | 41564250087 | WIRE,0.6/1kV Cu/FR-HPVC,HKIV(Heat Resistant PVC),1Cx1.5 SQmm,RED,CLASS 5,COSMOLINK VINA/VIETNAM | m
593 | VB2 | A85100582 | WIRE,SHIELD CABLE,LS-SFRS-02-150S-SZ-C,2Cx1.5sqmm,300/500V,FIRE RESISTANT,IEC 60331-21 & BS6387 Cat C,LSCABLE/VIETNAM | M30 | m | 1019 | M30,, | 41564250125 | WIRE,300/500V SHIELD CABLE LS-SFRS-02-150S-SZ-C,FLAME RETARDANT,2Cx1.5 SQmm,BLACK,LS CABLE/VIETNAM | m
594 | VB2 | A85100583 | WIRE,FLAME RETARDANT,1Cx2.5 SQmm,0.6/1kV Cu/H-PVC(HKIV),CLASS 5,GREEN,COSMOLINK/VIETNAM | M30 | m | 350 | M30,, | 41564250135 | WIRE,0.6/1kV Cu/FR-HPVC,HKIV(Heat Resistant PVC),1Cx2.5 SQmm,GREEN,CLASS 5,COSMOLINK VINA/VIETNAM | m
595 | VB2 | A85100584 | WIRE,FLAME RETARDANT,1Cx6.0 SQmm,0.6/1kV Cu/H-PVC(HKIV),CLASS 5,GREEN,COSMOLINK/VIETNAM | M30 | m | 996 | M30,, | 41564250159 | WIRE,0.6/1kV Cu/FR-HPVC,HKIV(Heat Resistant PVC),1Cx6.0 SQmm,GREEN,CLASS 5,COSMOLINK VINA/VIETNAM | m
596 | VB2 | A85100602 | WIRE,KIV CABLE,1Cx1.5 SQmm,450/750 V-Cu/PVC TCVN 6610/IEC 60227,GRAY,COSMOLINK/VIETNAM | M10 | m | 5650 | M10,, | 41564250108 | WIRE,450/750V-Cu/PVC,KIV,1Cx1.5 SQmm,GRAY,CLASS 5,COSMOLINK VINA/VIETNAM | m
597 | VB2 | A85100602 | WIRE,KIV CABLE,1Cx1.5 SQmm,450/750 V-Cu/PVC TCVN 6610/IEC 60227,GRAY,COSMOLINK/VIETNAM | M30 | m | 7443 | M30,, | 41564250108 | WIRE,450/750V-Cu/PVC,KIV,1Cx1.5 SQmm,GRAY,CLASS 5,COSMOLINK VINA/VIETNAM | m
598 | VB2 | A85100014 | WIRE,KIV CABLE,1Cx6.0 SQmm,450/750 V-Cu/PVC TCVN 6610/IEC 60227,BLACK,SH CABLE/VIET NAM | M30 | m | 623 | M30,, | 41564250020 | WIRE,450/750V-Cu/PVC,KIV,1Cx6.0 SQmm,BLACK,CLASS 5,COSMOLINK VINA/VIETNAM | m
599 | VB2 | A17102982 | CT,WYCR-30,1.15kV,50/5A,5VA,1.0CL,50Hz,WOONYOUNG/KOREA. | E31 | ea | 1 | E31,, | 24060027098 | CT,WYCR-30,1.15kV,50/5A,5VA,1.0CL,50Hz,WOONYOUNG/KOREA | ea
600 | VB2 | A17102982 | CT,WYCR-30,1.15kV,50/5A,5VA,1.0CL,50Hz,WOONYOUNG/KOREA. | M10 | ea | 8 | M10,, | 24060027098 | CT,WYCR-30,1.15kV,50/5A,5VA,1.0CL,50Hz,WOONYOUNG/KOREA | ea
601 | VB2 | A17101779 | CT,WYCR-30,1.15kV,75/5A,5VA,1.0CL,50Hz,WOONYOUNG/KOREA. | M10 | ea | 19 | M10,, | 24060027095 | CT,WYCR-30,1.15kV,75/5A,5VA,1.0CL,50Hz,WOONYOUNG/KOREA | ea
602 | VB2 | A17102324 | CT,ATB 20-3B,BIL:24/50/125kV,1250-2500/1-1-1A,15-15/15-15/15-15VA,CL0.5FS10/5P20/5P20,25kA/1S,3 CORES,50Hz,P1-SIDE,W/BARRIER,ESITAS/INDONESIA. | M10 | ea | 3 | M10,, | 24060027187 | CT,ATB 20-3B,BIL:24/50/125kV,1250-2500/1-1-1A,15-15/15-15/15-15VA,CL0.5FS10/5P20/5P20,25kA/1s,3 CORES,50Hz,P1-SIDE,W/BARRIER,ESITAS/INDONESIA | ea
603 | VB2 | A17103415 | CT,WYCS-166WH,0.72kV,3200/1-1A,15/15VA,0.5CL/5P20,50Hz,Vk≥100.4/451.8,Rct≤10.41/14.47,WOONYOUNG/KOREA. | M10 | ea | 8 | M10,, | 24060027110 | CT,WYCS-166WH,0.72kV,3200/1-1A,15/15VA,0.5CL/5P20,50Hz,Vk≥100.4/451.8,Rct≤10.41/14.47,WOONYOUNG/KOREA | ea
604 | VB2 | A17104159 | CT,SL-41,720V,100/5A,5VA,1.0CL,60Hz,KYONGBO/KOREA. | E31 | ea | 4 | E31,, | 24060027085 | CT,SL-41,720V,100/5A,5VA,1.0CL,60Hz,KYONGBO/KOREA | ea
605 | VB2 | A17104160 | CT,ATB 20-3,BIL:24/50/125kV,800-1000/1-1-1-1A,10/10/20/20VA,0.2CL/0.5CL/0.5CL/5P20,25kA/1S,4 CORES,50Hz,P1-SIDE,W/BARRIER,ESITAS/INDONESIA | A12 | ea | 1 | A12,, | #N/A | #N/A | #N/A
606 | VB2 | A17104186 | CT,RL2,720V,100/1A,15VA,1.0CL,60Hz,KYONGBO/KOREA. | E31 | ea | 4 | E31,, | 24060027086 | CT,RL2,720V,100/1A,15VA,1.0CL,60Hz,KYONGBO/KOREA | ea
607 | VB2 | A17104099 | CT,RL616R,720V,600/5A,40VA,5P10,60Hz,KYONGBO/KOREA. | E31 | ea | 23 | E31,, | 24060027073 | CT,RL616R,720V,600/5A,40VA,5P10,40IN,60Hz,KYONGBO/KOREA | ea
608 | VB2 | A17104100 | CT,RL616R,720V,400/5A,40VA,5P10,60Hz,KYONGBO/KOREA. | E31 | ea | 10 | E31,, | 24060027074 | CT,RL616R,720V,400/5A,40VA,5P10,60Hz,KYONGBO/KOREA | ea
609 | VB2 | A17104102 | CT,SL-40,720V,600/5A,15VA,1.0CL,60Hz,KYONGBO/KOREA. | E31 | ea | 5 | E31,, | 24060027076 | CT,SL-40,720V,600/5A,15VA,1.0CL,60Hz,KYONGBO/KOREA | ea
610 | VB2 | A17103408 | CT,WYCS-116RH,0.72kV,2000/1A,15VA,5P20,50Hz,Vk≥414.2,Rct≤11.8439,WOONYOUNG/KOREA. | M10 | ea | 3 | M10,, | 24060027109 | CT,WYCS-116RH,0.72kV,2000/1A,15VA,5P20,50Hz,Vk≥414.2,Rct≤11.8439,WOONYOUNG/KOREA | ea
611 | VB2 | A17104047 | CT,LSC-611AW,24kV,BIL:50/125kV,300/5A,15VA,5P10,25kA/1S,1 CORE,50Hz,P1-SIDE,YOUNG-HWA/KOREA. | E31 | ea | 3 | E31,, | 24060027174 | CT,LSC-611AW,BIL:24/50/125kV,300/5A,15VA,5P10,25kA/1s,1 CORE,50Hz,P1-SIDE,YOUNG-HWA/KOREA | ea
612 | VB2 | A17104048 | CT,LSC-611AW,24kV,BIL:50/125kV,300/5A,15VA,5P10,25kA/1S,1 CORE,50Hz,P2-SIDE,YOUNG-HWA/KOREA. | M10 | ea | 3 | M10,, | 24060027175 | CT,LSC-611AW,BIL:24/50/125kV,300/5A,15VA,5P10,25kA/1s,1 CORE,50Hz,P2-SIDE,YOUNG-HWA/KOREA | ea
613 | VB2 | A17104081 | CT,GSWS12-01RS,BIL:12/28/75kV,400-200/5-5A,15-7.5/15-7.5VA,0.2S/5P20,25kA/1S,2 CORES,50Hz,P1-SIDE,RITZ/CHINA. | M10 | ea | 6 | M10,, | 24060027192 | CT,GSWS12-01RS,BIL:12/28/75kV,400-200/5-5A,15-7.5/15-7.5VA,0.2S/5P20,25kA/1s,2 CORES,50Hz,P1-SIDE,RITZ/CHINA | ea
614 | VB2 | A17104187 | CT,WL1,720V,30/1A,15VA,1.0CL,60Hz,KYONGBO/KOREA. | E31 | ea | 8 | E31,, | 24060027087 | CT,WL1,720V,30/1A,15VA,1.0CL,40IN,60Hz,KYONGBO/KOREA | ea
615 | VB2 | A17104188 | CT,WL1,720V,50/1A,15VA,1.0CL,60Hz,KYONGBO/KOREA. | E31 | ea | 8 | E31,, | 24060027088 | CT,WL1,720V,50/1A,15VA,1.0CL,60Hz,KYONGBO/KOREA | ea
616 | VB2 | A17104106 | CT,SL-40,720V,250/5A,15VA,1.0CL,60Hz,KYONGBO/KOREA. | E31 | ea | 3 | E31,, | 24060027079 | CT,SL-40,720V,250/5A,15VA,1.0CL,60Hz,KYONGBO/KOREA | ea
617 | VB2 | A17104151 | CT,RH65RA,BIL:7.2/20/60kV,400/5A,30VA,5P20,31.5kA/1S,1 CORE,60Hz,P2-SIDE,55PI,Busbar through type,KYONGBO/KOREA. | E31 | ea | 18 | E31,, | 24060027083 | CT,RH65RA,BIL:7.2/20/60kV,400/5A,30VA,5P20,31.5kA/1s,1 CORE,60Hz,P2-SIDE,55PI,Busbar through type,KYONGBO/KOREA | ea
618 | VB2 | A17103937 | CT,WL1,1.15kV,50/1A,15VA,1.0CL,50Hz,KYONGBO/KOREA. | M10 | ea | 5 | M10,, | 24060027062 | CT,WL1,1.15kV,50/1A,15VA,1.0CL,50Hz,KYONGBO/KOREA | ea
619 | VB2 | A17103940 | CT,RL2,1.15kV,200/5A,15VA,1.0CL,50Hz,KYONGBO/KOREA. | M10 | ea | 6 | M10,, | 24060027063 | CT,RL2,1.15kV,200/5A,15VA,1.0CL,50Hz,KYONGBO/KOREA | ea
620 | VB2 | A17103958 | CT,WH8RB,7.2kV,BIL:20/60kV,50/5A,15VA,5P10,25kA/1S,1 CORE,50Hz,P2-SIDE,Block Type,KYONGBO/KOREA. | M10 | ea | 1 | M10,, | 24060027064 | CT,WH8RB,BIL:7.2/20/60kV,50/5A,15VA,5P10,25kA/1s,1 CORE,50Hz,P2-SIDE,Block Type,KYONGBO/KOREA | ea
621 | VB2 | A17103959 | CT,WH7RBA,7.2kV,BIL:20/60kV,200/5A,15VA,5P10,25kA/1S,1 CORE,50Hz,P1-SIDE,Block Type,KYONGBO/KOREA. | M10 | ea | 1 | M10,, | 24060027065 | CT,WH7RBA,BIL:7.2/20/60kV,200/5A,15VA,5P10,25kA/1s,1 CORE,50Hz,P1-SIDE,Block Type,KYONGBO/KOREA | ea
622 | VB2 | A17103967 | CT,LSC-401A,BIL:7.2/20/60kV,800/5A,15VA,5P10,25kA/1S,1 CORE,50Hz,P1-SIDE,YOUNG-HWA/KOREA. | M10 | ea | 3 | M10,, | 24060027173 | CT,LSC-401A,BIL:7.2/20/60kV,800/5A,15VA,5P10,25kA/1s,1 CORE,50Hz,P1-SIDE,YOUNG-HWA/KOREA | ea
623 | VB2 | A17104057 | CT,WYCS-107RH,1.15kV,600/1A,15VA,5P20,60Hz,WOONYOUNG/KOREA. | E31 | ea | 6 | E31,, | 24060027112 | CT,WYCS-107RH,1.15kV,600/1A,15VA,5P20,60Hz,WOONYOUNG/KOREA | ea
624 | VB2 | A17104057 | CT,WYCS-107RH,1.15kV,600/1A,15VA,5P20,60Hz,WOONYOUNG/KOREA. | M10 | ea | 12 | M10,, | 24060027112 | CT,WYCS-107RH,1.15kV,600/1A,15VA,5P20,60Hz,WOONYOUNG/KOREA | ea
625 | VB2 | A17104073 | CT,ATB 20-3,BIL:17.5/38/95kV,50/1-1A,15/15VA,0.5CL/5P20,31.5kA/1S,2 CORES,60Hz,P2-SIDE,W/BARRIER,ESITAS/INDONESIA. | E31 | ea | 6 | E31,, | 24060027188 | CT,ATB 20-3,BIL:17.5/38/95kV,50/1-1A,15/15VA,0.5CL/5P20,31.5kA/1s,2 CORES,60Hz,P2-SIDE,W/BARRIER,ESITAS/INDONESIA | ea
626 | VB2 | A17103892 | CT,RHA713A,BIL:7.2/20/60kV,1200/5A,30VA,0.5CL,40kA/1s,1 CORE,50Hz,P2-SIDE,135PI,Busbar through type,KYONGBO/KOREA. | M10 | ea | 12 | M10,, | 24060027057 | CT,RHA713A,BIL:7.2/20/60kV,1200/5A,30VA,0.5CL,40kA/1s,1 CORE,50Hz,P2-SIDE,135PI,Busbar through type,KYONGBO/KOREA | ea
627 | VB2 | A17103932 | CT,RL2,1.15kV,100/1A,15VA,1.0CL,50Hz,KYONGBO/KOREA. | M10 | ea | 2 | M10,, | 24060027058 | CT,RL2,1.15kV,100/1A,15VA,1.0CL,50Hz,KYONGBO/KOREA | ea
628 | VB2 | A17103934 | CT,RL2,1.15kV,60/1A,15VA,1.0CL,50Hz,KYONGBO/KOREA. | M10 | ea | 2 | M10,, | 24060027060 | CT,RL2,1.15kV,60/1A,15VA,1.0CL,50Hz,KYONGBO/KOREA | ea
629 | VB2 | A17103935 | CT,WL1,1.15kV,20/1A,15VA,1.0CL,50Hz,KYONGBO/KOREA. | M10 | ea | 6 | M10,, | 24060027061 | CT,WL1,1.15kV,20/1A,15VA,1.0CL,50Hz,KYONGBO/KOREA | ea
630 | VB2 | A17103964 | CT,LSC-401A,BIL:7.2/20/60kV,300/5A,15VA,1.0CL,25kA/1S,1 CORE,50Hz,P2-SIDE,YOUNG-HWA/KOREA. | E31 | ea | 3 | E31,, | 24060027183 | CT,LSC-401A,BIL:7.2/20/60kV,300/5A,15VA,1.0CL,25kA/1s,1 CORE,50Hz,P2-SIDE,YOUNG-HWA/KOREA | ea
631 | VB2 | A40900057 | VD,RB TYPE,24kV,INDICATOR,W/CABLE,EA S.R.L/ITALY. | E31 | ea | 1 | E31,, | 07610000472 | VD,RB TYPE,24kV,INDICATOR,WITH CABLE,EA S.R.L/ITALY | ea
632 | VB2 | A40900057 | VD,RB TYPE,24kV,INDICATOR,W/CABLE,EA S.R.L/ITALY. | M10 | ea | 56 | M10,, | 07610000472 | VD,RB TYPE,24kV,INDICATOR,WITH CABLE,EA S.R.L/ITALY | ea
633 | VB2 | A40900090 | VD,3xIndoor capacitive post Insulator,24kV,1000N/20N1000K,with voltage indicator EVI-3L-2C-33-ENG,33nF,With Contact 1NC,1NO,LCD type,Supply:24-230Vac/dc,without coaxcial connection cable,ELEKTROLOJIK/TUR. | M10 | set | 53 | M10,, | 07610000474 | VD,3xIndoor capacitive post Insulator,24kV,1000N/20N1000K,With voltage indicator EVI-3L-2C-33-ENG 33nF,With Contact 1NC 1NO‚LCD type‚Supply:AC/DC 24-230V,without coaxcial connection cable,ELEKTROLOJIK/TUR | set
634 | VB2 | A60100021 | BARRIER,BARRIER,FINGER PROOF ASSY,SUSOL MCC,GM0700, K CODE 67214192937, DAECHANG ELEC, KOREA | M10 | sht | 1 | M10,, | 00000000000 | #N/A | #N/A
635 | VB2 | A60100015 | BARRIER,BARRIER,FINGER PROOF-NEW,MCC,ABS 난 연,DAECHANG ELEC | E31 | ea | 2191 | E31,, | 67214111003 | BARRIER,FINGER PROOF- NEW,MCC,ABS 난 연,DAECHANG ELEC | ea
636 | VB2 | A60100015 | BARRIER,BARRIER,FINGER PROOF-NEW,MCC,ABS 난 연,DAECHANG ELEC | M10 | ea | 970 | M10,, | 67214111003 | BARRIER,FINGER PROOF- NEW,MCC,ABS 난 연,DAECHANG ELEC | ea
637 | VB2 | A37800383 | COLOR CAP,EYECAP-SIT(C) 95BR,PVC LOOK CAP,THERMO CAP,DICOLC 95SQ,BROW COLOR,EYECAP/KOREA | M10 | ea | 107 | M10,, | 05660001228 | COLOR CAP,PVC LOOK CAP‚THERMO CAP,DICOLC 95 SQmm,BROWN,EYECAP-SIT(C) 95BR,EYECAP/KOREA | ea
638 | VB2 | A37800384 | COLOR CAP,EYECAP-SIT(A) 10GR,PVC LOOK CAP,THERMO CAP,DICOLC 10SQ,GRAY COLOR,EYECAP/KOREA | E31 | ea | 72 | E31,, | 05660001229 | COLOR CAP,PVC LOOK CAP‚THERMO CAP,DICOLC 10 SQmm,GRAY,EYECAP-SIT(A) 10GR,EYECAP/KOREA | ea
639 | VB2 | A37800384 | COLOR CAP,EYECAP-SIT(A) 10GR,PVC LOOK CAP,THERMO CAP,DICOLC 10SQ,GRAY COLOR,EYECAP/KOREA | M10 | ea | 128 | M10,, | 05660001229 | COLOR CAP,PVC LOOK CAP‚THERMO CAP,DICOLC 10 SQmm,GRAY,EYECAP-SIT(A) 10GR,EYECAP/KOREA | ea
640 | VB2 | A37800385 | COLOR CAP,EYECAP-SIT(A) 16GR,PVC LOOK CAP,THERMO CAP,DICOLC 16SQ,GRAY COLOR,EYECAP/KOREA | M10 | ea | 100 | M10,, | 05660001230 | COLOR CAP,PVC LOOK CAP‚THERMO CAP,DICOLC 16 SQmm,GRAY,EYECAP-SIT(A) 16GR,EYECAP/KOREA | ea
641 | VB2 | A37800386 | COLOR CAP,EYECAP-SIT(C) 25GR,PVC LOOK CAP,THERMO CAP,DICOLC 25SQ,GRAY COLOR,EYECAP/KOREA | E31 | ea | 9 | E31,, | 05660001231 | COLOR CAP,PVC LOOK CAP‚THERMO CAP,DICOLC 25 SQmm,GRAY,EYECAP-SIT(C) 25GR,EYECAP/KOREA | ea
642 | VB2 | A37800386 | COLOR CAP,EYECAP-SIT(C) 25GR,PVC LOOK CAP,THERMO CAP,DICOLC 25SQ,GRAY COLOR,EYECAP/KOREA | M10 | ea | 91 | M10,, | 05660001231 | COLOR CAP,PVC LOOK CAP‚THERMO CAP,DICOLC 25 SQmm,GRAY,EYECAP-SIT(C) 25GR,EYECAP/KOREA | ea
643 | VB2 | A37800387 | COLOR CAP,EYECAP-SIT(C) 35GR,PVC LOOK CAP,THERMO CAP,DICOLC 35SQ,GRAY COLOR,EYECAP/KOREA | M10 | ea | 66 | M10,, | 05660001232 | COLOR CAP,PVC LOOK CAP‚THERMO CAP,DICOLC 35 SQmm,GRAY,EYECAP-SIT(C) 35GR,EYECAP/KOREA | ea
644 | VB2 | A37800388 | COLOR CAP,EYECAP-SIT(C) 50GR,PVC LOOK CAP,THERMO CAP,DICOLC 50SQ,GRAY COLOR,EYECAP/KOREA | M10 | ea | 141 | M10,, | 05660001233 | COLOR CAP,PVC LOOK CAP‚THERMO CAP,DICOLC 50 SQmm,GRAY,EYECAP-SIT(C) 50GR,EYECAP/KOREA | ea
645 | VB2 | A37800389 | COLOR CAP,EYECAP-SIT(C) 70GR,PVC LOOK CAP,THERMO CAP,DICOLC 70SQ,GRAY COLOR,EYECAP/KOREA | M10 | ea | 36 | M10,, | 05660001234 | COLOR CAP,PVC LOOK CAP‚THERMO CAP,DICOLC 70 SQmm,GRAY,EYECAP-SIT(C) 70GR,EYECAP/KOREA | ea
646 | VB2 | A37800390 | COLOR CAP,EYECAP-SIT(C) 95GR,PVC LOOK CAP,THERMO CAP,DICOLC 95SQ,GRAY COLOR,EYECAP/KOREA | M10 | ea | 105 | M10,, | 05660001235 | COLOR CAP,PVC LOOK CAP‚THERMO CAP,DICOLC 95 SQmm,GRAY,EYECAP-SIT(C) 95GR,EYECAP/KOREA | ea
647 | VB2 | A37800398 | COLOR CAP,EYECAP-SIT(C) 95R,PVC LOOK CAP,THERMO CAP,DICOLC 95SQ,RED COLOR,EYECAP/KOREA | M10 | ea | 195 | M10,, | 05660001243 | COLOR CAP,PVC LOOK CAP‚THERMO CAP,DICOLC 95 SQmm,RED,EYECAP-SIT(C) 95R,EYECAP/KOREA | ea
648 | VB2 | A37800400 | COLOR CAP,EYECAP-SIT(A) 6GR,PVC LOOK CAP,THERMO CAP,DICOLC 6SQ,GRAY COLOR,EYECAP/KOREA | M10 | ea | 100 | M10,, | 05660001244 | COLOR CAP,PVC LOOK CAP‚THERMO CAP,DICOLC 6 SQmm,GRAY,EYECAP-SIT(A) 6GR,EYECAP/KOREA | ea
649 | VB2 | A37800402 | COLOR CAP,EYECAP-SIT(A) 6R,PVC LOOK CAP,THERMO CAP,DICOLC 6SQ,RED COLOR,EYECAP/KOREA | M10 | ea | 198 | M10,, | 05660001245 | COLOR CAP,PVC LOOK CAP‚THERMO CAP,DICOLC 6 SQmm,RED,EYECAP-SIT(A) 6R,EYECAP/KOREA | ea
650 | VB2 | A37800405 | COLOR CAP,EYECAP-SIT(C) 70G,PVC LOOK CAP,THERMO CAP,DICOLC 70SQ,GREEN COLOR,EYECAP/KOREA | M10 | ea | 100 | M10,, | 05660001246 | COLOR CAP,PVC LOOK CAP‚THERMO CAP,DICOLC 70 SQmm,GREEN,EYECAP-SIT(C) 70G,EYECAP/KOREA | ea
651 | VB2 | A37800407 | COLOR CAP,EYECAP-SIT(A) 16B,PVC LOOK CAP,THERMO CAP,DICOLC 16SQ,BLUE COLOR,EYECAP/KOREA | E31 | ea | 4 | E31,, | 05660001247 | COLOR CAP,PVC LOOK CAP‚THERMO CAP,DICOLC 16 SQmm,BLUE,EYECAP-SIT(A) 16B,EYECAP/KOREA | ea
652 | VB2 | A37800407 | COLOR CAP,EYECAP-SIT(A) 16B,PVC LOOK CAP,THERMO CAP,DICOLC 16SQ,BLUE COLOR,EYECAP/KOREA | M10 | ea | 96 | M10,, | 05660001247 | COLOR CAP,PVC LOOK CAP‚THERMO CAP,DICOLC 16 SQmm,BLUE,EYECAP-SIT(A) 16B,EYECAP/KOREA | ea
653 | VB2 | A38100005 | FAN,DVN-081,220VAC,50Hz,DONGKUN/KOREA. | M10 | ea | 16 | M10,, | 01870000373 | FAN,DVN-081,AC220V 50Hz,DONGKUN/KOREA | ea
654 | VB2 | A38100066 | FAN,DVN-121,220VAC,60Hz,DONGKUN/KOREA. | E31 | ea | 1 | E31,, | 01870000379 | FAN,DVN-121,AC220V 60Hz,DONGKUN/KOREA | ea
655 | VB2 | A38100066 | FAN,DVN-121,220VAC,60Hz,DONGKUN/KOREA. | M10 | ea | 5 | M10,, | 01870000379 | FAN,DVN-121,AC220V 60Hz,DONGKUN/KOREA | ea
656 | VB2 | A38200014 | FL,FL SET,RLBS-10W,220~240VAC,50/60 Hz,10W,COVER(EXIST),LED LAMP,RUN ELECTRIC/KOREA. | E31 | ea | 89 | E31,, | 06010000168 | FL,FL SET,RLBS-10W,AC220-240V,50/60Hz,10W,COVER(EXIST),LED LAMP,RUN ELECTRONICS | ea
657 | VB2 | A38300011 | FUSE PART,DIAZED FUSE HOLDER,KF-32L,600V,MAX 32A,DIN Rail,USE FOR FUSE KFS-B TYPE,KACON/KOREA. | A12 | ea | 10 | A12,, | 06060000343 | FUSE PART,DIAZED FUSE HOLDER,KF-32L,600V,MAX 32A,USE FOR FUSE KFS-B TYPE,KACON/KOREA | ea
658 | VB2 | A38300011 | FUSE PART,DIAZED FUSE HOLDER,KF-32L,600V,MAX 32A,DIN Rail,USE FOR FUSE KFS-B TYPE,KACON/KOREA. | M10 | ea | 95 | M10,, | 06060000343 | FUSE PART,DIAZED FUSE HOLDER,KF-32L,600V,MAX 32A,USE FOR FUSE KFS-B TYPE,KACON/KOREA | ea
659 | VB2 | A38900004 | INSULATION CAP,SBC-M12,RED BROWN,SEOULDIPPING | M10 | ea | 222 | M10,, | 06360000109 | INSULATION CAP,SBC- M12,RED BROWN,SEOULDIPPING | ea
660 | VB2 | A39300014 | MCCB PART,Direct rotary handle DH1-L,FOR TD100~160,L-TYPE,LSIS/KOREA | M10 | ea | 4 | M10,, | 83111171802 | HANDLE(ACCE),DH1-L,TD160 | ea
661 | VB2 | A85000572 | CABLE,CABLE,0.6/1kV XHHW/SIS,FLAME RETARDANT,1Cx16 SQmm,XLPE Insulation, CLASS 5,GREEN/YELLOW,DEAWON CABLE/KOREA | M30 | m | 165 | M30,, | 41510005017 | CABLE,0.6/1kV HF-XHHW/SIS,HALOGEN-FREE FLAME RETARDANT,1Cx16 SQmm,GREEN/YELLOW,CLASS 5,DAEWON CABLE/KOREA | m
662 | VB2 | A85000574 | CABLE,CABLE,0.6/1kV XHHW/SIS,FLAME RETARDANT,1Cx25 SQmm,XLPE Insulation, CLASS 5,GREEN/YELLOW,DEAWON CABLE/KOREA | E31 | m | 496 | E31,, | 41510004996 | CABLE,0.6/1kV HF-XHHW/SIS,HALOGEN-FREE FLAME RETARDANT,1Cx25 SQmm,GREEN/YELLOW,CLASS 5,DAEWON CABLE/KOREA | m
663 | VB2 | A85000574 | CABLE,CABLE,0.6/1kV XHHW/SIS,FLAME RETARDANT,1Cx25 SQmm,XLPE Insulation, CLASS 5,GREEN/YELLOW,DEAWON CABLE/KOREA | M30 | m | 800 | M30,, | 41510004996 | CABLE,0.6/1kV HF-XHHW/SIS,HALOGEN-FREE FLAME RETARDANT,1Cx25 SQmm,GREEN/YELLOW,CLASS 5,DAEWON CABLE/KOREA | m
664 | VB2 | A85000554 | CABLE,CABLE TYPE MLFC,1Cx60 SQmm,6.6KV,Hanmi ENG/Korea | M30 | m | 127 | M30,, | 41510005015 | CABLE,6.6kV MLFC CABLE TYPE,1Cx60 SQmm,BLACK,CLASS 5,HANMI ENG/KOREA | m
665 | VB2 | A85100036 | WIRE,CABLE,450/750V XHHW/SIS,FLAME RETARDANT,1Cx2.5 SQmm,BLUE COLOR,LS CABLE/KOREA | M30 | m | 560 | M30,, | 41564250056 | WIRE,450/750V XHHW/SIS,FLAME RETARDANT,1Cx2.5 SQmm,BLUE,CLASS 5,LS CABLE/KOREA | m
666 | VB2 | A85100253 | WIRE,CABLE,450/750V XHHW/SIS,FLAME RETARDANT,1x6.0 SQmm,GREEN/YELLOW,LSCABLE/KOREA | E31 | m | 158 | E31,, | 41564250069 | WIRE,450/750V XHHW/SIS,FLAME RETARDANT,1Cx6.0 SQmm,GREEN/YELLOW,CLASS 5,LS CABLE/KOREA | m
667 | VB2 | A85100253 | WIRE,CABLE,450/750V XHHW/SIS,FLAME RETARDANT,1x6.0 SQmm,GREEN/YELLOW,LSCABLE/KOREA | M30 | m | 460 | M30,, | 41564250069 | WIRE,450/750V XHHW/SIS,FLAME RETARDANT,1Cx6.0 SQmm,GREEN/YELLOW,CLASS 5,LS CABLE/KOREA | m
668 | VB2 | A85100258 | WIRE,CABLE,450/750V XHHW/SIS,FLAME RETARDANT,1Cx4.0 SQmm,RED,LSCABLE/KOREA | M30 | m | 3460 | M30,, | 41564250064 | WIRE,450/750V XHHW/SIS,FLAME RETARDANT,1Cx4.0 SQmm,RED,CLASS 5,LS CABLE/KOREA | m
669 | VB2 | A85100267 | WIRE,CABLE,450/750V XHHW/SIS,FLAME RETARDANT,1x6.0 SQmm,CLASS 5,GREEN/YELLOW COLOR,LSCABLE/KOREA | E31 | m | 305 | E31,, | 41564250069 | WIRE,450/750V XHHW/SIS,FLAME RETARDANT,1Cx6.0 SQmm,GREEN/YELLOW,CLASS 5,LS CABLE/KOREA | m
670 | VB2 | A85100267 | WIRE,CABLE,450/750V XHHW/SIS,FLAME RETARDANT,1x6.0 SQmm,CLASS 5,GREEN/YELLOW COLOR,LSCABLE/KOREA | M30 | m | 1691 | M30,, | 41564250069 | WIRE,450/750V XHHW/SIS,FLAME RETARDANT,1Cx6.0 SQmm,GREEN/YELLOW,CLASS 5,LS CABLE/KOREA | m
671 | VB2 | A85100481 | WIRE,CABLE,0.6/1kV XHHW/SIS,FLAME RETARDANT,1Cx1.5 SQmm,XLPE Insulation, CLASS 5,BROWN,DEAWON CABLE/KOREA | E31 | m | 120 | E31,, | 41564250138 | WIRE,0.6/1kV HF-XHHW/SIS,HALOGEN-FREE FLAME RETARDANT,1Cx1.5 SQmm,BROWN,CLASS 5,DAEWON CABLE/KOREA | m
672 | VB2 | A85100481 | WIRE,CABLE,0.6/1kV XHHW/SIS,FLAME RETARDANT,1Cx1.5 SQmm,XLPE Insulation, CLASS 5,BROWN,DEAWON CABLE/KOREA | M30 | m | 1240 | M30,, | 41564250138 | WIRE,0.6/1kV HF-XHHW/SIS,HALOGEN-FREE FLAME RETARDANT,1Cx1.5 SQmm,BROWN,CLASS 5,DAEWON CABLE/KOREA | m
673 | VB2 | A85100511 | WIRE,SHIELD CABLE,HF-CCO-SB,2CX1.5SQmm,0.6/1kV,Flame retardant,Halogen free,BLACK COLOR,GAON/Korea | E31 | m | 5099 | E31,, | 41564250124 | WIRE,0.6/1kV SHIELD CABLE HF-CCO-SB,FLAME RETARDANT,2Cx1.5 SQmm,BLACK,GAON CABLE/KOREA | m
674 | VB2 | A85100268 | WIRE,CABLE,450/750V XHHW/SIS,FLAME RETARDANT,1Cx2.5 SQmm,BLACK COLOR,LSCABLE/KOREA | E31 | m | 911 | E31,, | 41564250053 | WIRE,450/750V XHHW/SIS,FLAME RETARDANT,1Cx2.5 SQmm,BLACK,CLASS 5,LS CABLE/KOREA | m
675 | VB2 | A85100268 | WIRE,CABLE,450/750V XHHW/SIS,FLAME RETARDANT,1Cx2.5 SQmm,BLACK COLOR,LSCABLE/KOREA | M10 | m | 324 | M10,, | 41564250053 | WIRE,450/750V XHHW/SIS,FLAME RETARDANT,1Cx2.5 SQmm,BLACK,CLASS 5,LS CABLE/KOREA | m
676 | VB2 | A85100268 | WIRE,CABLE,450/750V XHHW/SIS,FLAME RETARDANT,1Cx2.5 SQmm,BLACK COLOR,LSCABLE/KOREA | M30 | m | 69 | M30,, | 41564250053 | WIRE,450/750V XHHW/SIS,FLAME RETARDANT,1Cx2.5 SQmm,BLACK,CLASS 5,LS CABLE/KOREA | m
677 | VB2 | A85100294 | WIRE,CABLE,450/750V XHHW/SIS,FLAME RETARDANT,1Cx2.5 SQmm,BLUE COLOR,LSCABLE/KOREA | E31 | m | 830 | E31,, | 41564250056 | WIRE,450/750V XHHW/SIS,FLAME RETARDANT,1Cx2.5 SQmm,BLUE,CLASS 5,LS CABLE/KOREA | m
678 | VB2 | A85100294 | WIRE,CABLE,450/750V XHHW/SIS,FLAME RETARDANT,1Cx2.5 SQmm,BLUE COLOR,LSCABLE/KOREA | M30 | m | 1370 | M30,, | 41564250056 | WIRE,450/750V XHHW/SIS,FLAME RETARDANT,1Cx2.5 SQmm,BLUE,CLASS 5,LS CABLE/KOREA | m
679 | VB2 | A85100296 | WIRE,CABLE,450/750V XHHW/SIS,FLAME RETARDANT,1Cx6.0 SQmm,BLACK,LSCABLE/KOREA | M30 | m | 6 | M30,, | 41564250131 | WIRE,450/750V XHHW/SIS,FLAME RETARDANT,1Cx6.0 SQmm,BLACK,CLASS 5,LS CABLE/KOREA | m
680 | VB2 | A85100297 | WIRE,CABLE,450/750V XHHW/SIS,FLAME RETARDANT,1x2.5 SQmm,GREEN/YELLOW COLOR,LSCABLE/KOREA | E31 | m | 244 | E31,, | 41564250059 | WIRE,450/750V XHHW/SIS,FLAME RETARDANT,1Cx2.5 SQmm,GREEN/YELLOW,CLASS 5,LS CABLE/KOREA | m
681 | VB2 | A85100297 | WIRE,CABLE,450/750V XHHW/SIS,FLAME RETARDANT,1x2.5 SQmm,GREEN/YELLOW COLOR,LSCABLE/KOREA | M30 | m | 1804 | M30,, | 41564250059 | WIRE,450/750V XHHW/SIS,FLAME RETARDANT,1Cx2.5 SQmm,GREEN/YELLOW,CLASS 5,LS CABLE/KOREA | m
682 | VB2 | A85100317 | WIRE,CABLE,0.6/1kV XHHW/SIS,FLAME RETARDANT,1Cx1.5 SQmm,XLPE Insulation, CLASS 5,GRAY,DEAWON CABLE/KOREA | E31 | m | 81 | E31,, | 41564250022 | WIRE,0.6/1kV HF-XHHW/SIS,HALOGEN-FREE FLAME RETARDANT,1Cx1.5 SQmm,GRAY,CLASS 5,DAEWON CABLE/KOREA | m
683 | VB2 | A85100317 | WIRE,CABLE,0.6/1kV XHHW/SIS,FLAME RETARDANT,1Cx1.5 SQmm,XLPE Insulation, CLASS 5,GRAY,DEAWON CABLE/KOREA | M30 | m | 249 | M30,, | 41564250022 | WIRE,0.6/1kV HF-XHHW/SIS,HALOGEN-FREE FLAME RETARDANT,1Cx1.5 SQmm,GRAY,CLASS 5,DAEWON CABLE/KOREA | m
684 | VB2 | A85100318 | WIRE,CABLE,0.6/1kV XHHW/SIS,FLAME RETARDANT,1Cx4.0 SQmm,XLPE Insulation, CLASS 5,GRAY,DEAWON CABLE/KOREA | E31 | m | 1887 | E31,, | 41564250037 | WIRE,0.6/1kV HF-XHHW/SIS,HALOGEN-FREE FLAME RETARDANT,1Cx4.0 SQmm,GRAY,CLASS 5,DAEWON CABLE/KOREA | m
685 | VB2 | A85100318 | WIRE,CABLE,0.6/1kV XHHW/SIS,FLAME RETARDANT,1Cx4.0 SQmm,XLPE Insulation, CLASS 5,GRAY,DEAWON CABLE/KOREA | M30 | m | 2109 | M30,, | 41564250037 | WIRE,0.6/1kV HF-XHHW/SIS,HALOGEN-FREE FLAME RETARDANT,1Cx4.0 SQmm,GRAY,CLASS 5,DAEWON CABLE/KOREA | m
686 | VB2 | A85100319 | WIRE,CABLE,0.6/1kV XHHW/SIS,FLAME RETARDANT,1Cx1.5 SQmm,XLPE Insulation, CLASS 5,BLACK,DEAWON CABLE/KOREA | E31 | m | 3375 | E31,, | 41564250130 | WIRE,0.6/1kV HF-XHHW/SIS,HALOGEN-FREE FLAME RETARDANT,1Cx1.5 SQmm,BLACK,CLASS 5,DAEWON CABLE/KOREA | m
687 | VB2 | A85100319 | WIRE,CABLE,0.6/1kV XHHW/SIS,FLAME RETARDANT,1Cx1.5 SQmm,XLPE Insulation, CLASS 5,BLACK,DEAWON CABLE/KOREA | M30 | m | 2908 | M30,, | 41564250130 | WIRE,0.6/1kV HF-XHHW/SIS,HALOGEN-FREE FLAME RETARDANT,1Cx1.5 SQmm,BLACK,CLASS 5,DAEWON CABLE/KOREA | m
688 | VB2 | A85000575 | CABLE,CABLE,0.6/1kV XHHW/SIS,FLAME RETARDANT,1Cx35 SQmm,XLPE Insulation, CLASS 5,GREEN/YELLOW,DEAWON CABLE/KOREA | E31 | m | 19 | E31,, | 41510005018 | CABLE,0.6/1kV HF-XHHW/SIS,HALOGEN-FREE FLAME RETARDANT,1Cx35 SQmm,GREEN/YELLOW,CLASS 5,DAEWON CABLE/KOREA | m
689 | VB2 | A85000575 | CABLE,CABLE,0.6/1kV XHHW/SIS,FLAME RETARDANT,1Cx35 SQmm,XLPE Insulation, CLASS 5,GREEN/YELLOW,DEAWON CABLE/KOREA | M30 | m | 125 | M30,, | 41510005018 | CABLE,0.6/1kV HF-XHHW/SIS,HALOGEN-FREE FLAME RETARDANT,1Cx35 SQmm,GREEN/YELLOW,CLASS 5,DAEWON CABLE/KOREA | m
690 | VB2 | A85000045 | CABLE,CABLE,450/750V XHHW/SIS,FLAME RETARDANT,1Cx25 SQmm,SINGLE-CORE CABLE,BLACK,LSCABLE/KOREA | M30 | m | 537 | M30,, | 41510004986 | CABLE,450/750V XHHW/SIS,FLAME RETARDANT,1Cx25 SQmm,BLACK,CLASS 5,LS CABLE/KOREA | m
691 | VB2 | A85000046 | CABLE,CABLE,450/750V XHHW/SIS,FLAME RETARDANT,1Cx35 SQmm,SINGLE-CORE CABLE,BLACK,LSCABLE/KOREA | M30 | m | 190 | M30,, | 41510004987 | CABLE,450/750V XHHW/SIS,FLAME RETARDANT,1Cx35 SQmm,BLACK,CLASS 5,LS CABLE/KOREA | m
692 | VB2 | A85100430 | WIRE,CABLE,0.6/1kV XHHW/SIS,FLAME RETARDANT,1Cx6.0 SQmm,XLPE Insulation, CLASS 5,GREEN,DEAWON CABLE/KOREA | M30 | m | 208 | M30,, | 41564250139 | WIRE,0.6/1kV HF-XHHW/SIS,HALOGEN-FREE FLAME RETARDANT,1Cx6.0 SQmm,GREEN,CLASS 5,DAEWON CABLE/KOREA | m
693 | VB2 | A85100431 | WIRE,FLAME RETARDANT,1Cx4.0 SQmm,0.6/1kV Cu/H-PVC(HKIV),CLASS 5,BLACK,COSMOLINK/VIETNAM | M30 | m | 4808 | M30,, | 41564250098 | WIRE,0.6/1kV Cu/FR-HPVC,HKIV(Heat Resistant PVC),1Cx4.0 SQmm,BLACK,CLASS 5,COSMOLINK VINA/VIETNAM | m
694 | VB2 | A85000307 | CABLE,CABLE,450/750V XHHW/SIS,FLAME RETARDANT,1Cx25 SQmm,GREEN/YELLOW,LSCABLE/KOREA | E31 | m | 100 | E31,, | 41510004991 | CABLE,450/750V XHHW/SIS,FLAME RETARDANT,1Cx25 SQmm,GREEN/YELLOW,CLASS 5,LS CABLE/KOREA | m
695 | VB2 | A85000307 | CABLE,CABLE,450/750V XHHW/SIS,FLAME RETARDANT,1Cx25 SQmm,GREEN/YELLOW,LSCABLE/KOREA | M30 | m | 416 | M30,, | 41510004991 | CABLE,450/750V XHHW/SIS,FLAME RETARDANT,1Cx25 SQmm,GREEN/YELLOW,CLASS 5,LS CABLE/KOREA | m
696 | VB2 | A85000390 | CABLE,CABLE,0.6/1kV XHHW/SIS,FLAME RETARDANT,1Cx10 SQmm,XLPE Insulation, CLASS 5,BLACK,DEAWON CABLE/KOREA | M30 | m | 98.6 | M30,, | 41510004997 | CABLE,0.6/1kV HF-XHHW/SIS,HALOGEN-FREE FLAME RETARDANT,1Cx10 SQmm,BLACK,CLASS 5,DAEWON CABLE/KOREA | m
697 | VB2 | A85000391 | CABLE,CABLE,0.6/1kV XHHW/SIS,FLAME RETARDANT,1Cx16 SQmm,XLPE Insulation, CLASS 5,BLACK,DEAWON CABLE/KOREA | E31 | m | 187.8 | E31,, | 41510004998 | CABLE,0.6/1kV HF-XHHW/SIS,HALOGEN-FREE FLAME RETARDANT,1Cx16 SQmm,BLACK,CLASS 5,DAEWON CABLE/KOREA | m
698 | VB2 | A85000391 | CABLE,CABLE,0.6/1kV XHHW/SIS,FLAME RETARDANT,1Cx16 SQmm,XLPE Insulation, CLASS 5,BLACK,DEAWON CABLE/KOREA | M30 | m | 338.4 | M30,, | 41510004998 | CABLE,0.6/1kV HF-XHHW/SIS,HALOGEN-FREE FLAME RETARDANT,1Cx16 SQmm,BLACK,CLASS 5,DAEWON CABLE/KOREA | m
699 | VB2 | A85000392 | CABLE,CABLE,0.6/1kV XHHW/SIS,FLAME RETARDANT,1Cx25 SQmm,XLPE Insulation, CLASS 5,BLACK,DEAWON CABLE/KOREA | E31 | m | 328 | E31,, | 41510004999 | CABLE,0.6/1kV HF-XHHW/SIS,HALOGEN-FREE FLAME RETARDANT,1Cx25 SQmm,BLACK,CLASS 5,DAEWON CABLE/KOREA | m
700 | VB2 | A85000392 | CABLE,CABLE,0.6/1kV XHHW/SIS,FLAME RETARDANT,1Cx25 SQmm,XLPE Insulation, CLASS 5,BLACK,DEAWON CABLE/KOREA | M30 | m | 284 | M30,, | 41510004999 | CABLE,0.6/1kV HF-XHHW/SIS,HALOGEN-FREE FLAME RETARDANT,1Cx25 SQmm,BLACK,CLASS 5,DAEWON CABLE/KOREA | m
701 | VB2 | A37600803 | CABLE LUG,RING,JOT 6-M6,6.0SQ,1 HOLE,JEONO / KOREA. | M20 | ea | 6450 | M20,, | 05510001812 | CABLE LUG,RING,JOT 6-M6,6.0 SQmm,1 HOLE,JEONO/KOREA | ea
702 | VB2 | A37600804 | CABLE LUG,RING,JOT 2.5-M4,2.5SQ,1 HOLE,JEONO / KOREA. | M20 | ea | 73000 | M20,, | 05510001813 | CABLE LUG,RING,JOT 2.5-M4,2.5 SQmm,1 HOLE,JEONO/KOREA | ea
703 | VB2 | A82400031 | ACRYL,ANTI-STATIC ACRYL,5Tx1220x2440. | M10 | sht | 9 | M10,, | 79816291006 | ACRYL,ANTI-STATIC ACRYL,5Tx1220x2440 | ea
704 | VB2 | A83200498 | TUBE,Number Tube,M11TUBE,2.5(2.25)Sqmm,WHITE,SAVE-IT MAX/KOREA | M20 | m | 2800 | M20,, | 41960001479 | TUBE,Number Tube,M11TUBE,2.5(2.25) Sqmm,WHITE,SAVE-IT MAX/KOREA | m
705 | VB2 | A83200499 | TUBE,Number Tube,M11TUBE,4.0(4.0)Sqmm,WHITE,SAVE-IT MAX/KOREA | M20 | m | 1000 | M20,, | NA | #N/A | #N/A
706 | VB2 | A10300153 | FUSE(POWER),30 004 13.2,6/12kV,2A,L=292mm,W/STRIKER PIN,SIBA/GERMANY | M10 | ea | 36 | M10,, | 11210001268 | FUSE(POWER),30 004 13.2,6/12kV,2A,63kA,W/STRIKER PIN,L=292mm,SIBA/GERMANY | ea
707 | VB2 | A65100101 | SCREW,(+)FLAT HEAD SCREW,M3,L10,STS | M20 | ea | 2000 | M20,, | 03660002330 | SCREW,(+)FLAT HEAD SCREW,M3,L10,STS | ea
708 | VB2 | A65100102 | SCREW,(+)FLAT HEAD SCREW,M4,L10,STS | M20 | ea | 11500 | M20,, | 03660002331 | SCREW,(+)FLAT HEAD SCREW,M4,L10,STS | ea
709 | VB2 | A12000854 | AM,KAA-08,0-600-3600A,CT:600/1A,50/60Hz,1.0CL,OVER SCALE,NON-REFLECTING PLASTIC,LIGHTSTAR/KOREA. | M10 | ea | 2 | M10,, | 17010003503 | AM,KAA-08,0-600-3600A,CT:600/1A,50/60Hz,1.0CL,OVER SCALE,NON-REFLECTING PLASTIC,LIGHTSTAR/KOREA | ea
710 | VB2 | A37800412 | COLOR CAP,CAP,35P,GRAY,VIJAYA/VIET NAM. | M20 | ea | 300 | M20,, | 05660001255 | COLOR CAP,CAP,35P,GRAY,VIJAYA/VIET NAM | ea
711 | VB2 | A37800414 | COLOR CAP,CAP,16P,BROWN,VIJAYA/VIET NAM. | M10 | ea | 1700 | M10,, | 05660001256 | COLOR CAP,CAP,16P,BROWN,VIJAYA/VIET NAM | ea
712 | VB2 | A37800149 | COLOR CAP,CAP,25P,WHITE,CHINA. | M10 | ea | 200 | M10,, | 05660001143 | COLOR CAP,CAP,25P,WHITE,CHINA | ea
713 | VB2 | A17102726 | CT,KBM-34,1.2kV,250/5A,15VA,1.0CL,50Hz,SQUARE:32x12,LIGHTSTAR/KOREA | M10 | ea | 2 | M10,, | #N/A | #N/A | #N/A
714 | VB2 | A17102629 | CT,KBJ-03,1.2kV,200/5A,15VA,1.0CL,50Hz,ф30,LIGHTSTAR/KOREA | M10 | ea | 1 | M10,, | #N/A | #N/A | #N/A
715 | VB2 | A17103432 | CT,KBM-36,1.15kV,400/5A,15VA,CL0.5FS10,50Hz,SQUARE:46x20,LIGHTSTAR/KOREA. | M10 | ea | 3 | M10,, | 24060027163 | CT,KBM-36,1.15kV,400/5A,15VA,CL0.5FS10,50Hz,SQUARE:46x20,LIGHTSTAR/KOREA | ea
716 | VB2 | A17103948 | CT,KBJ-26R,1.2kV,300/1A,5VA,5P10,50/60Hz,ф26,INSULATION CLASS E,LIGHTSTAR/KOREA | M10 | ea | 15 | M10,, | 24060027128 | CT,KBJ-26R,1.2kV,300/1A,5VA,5P10,50/60Hz,26PI,INSULATION CLASS E,LIGHTSTAR/KOREA | ea
717 | VB2 | A17103476 | CT,KBF-13,1.2kV,50/5A,2.5VA,3.0CL,50Hz,COMBINATION OF 1CT 3EA,LIGHTSTAR/KOREA | M10 | ea | 2 | M10,, | #N/A | #N/A | #N/A
718 | VB2 | A63900361 | NAME PLATE,NAME PLATE FOR TR,LETTER: WHITE, BACKGROUND: BLACK,W150XH25x1.0T,ALUMINUM,VIETNAM | M10 | ea | 2 | M10,, | NA | #N/A | #N/A
719 | VB2 | A17103219 | CT,KBK-03,1.2kV,20/1A,5VA,1.0CL,50Hz,LIGHTSTAR/KOREA. | M10 | ea | 1 | M10,, | 24060027171 | CT,KBK-03,1.2kV,20/1A,5VA,1.0CL,50Hz,LIGHTSTAR/KOREA | ea
720 | VB2 | A17102868 | CT,KBJ-03,1.2kV,250/5A,15VA,1.0CL,50Hz,ф30,LIGHTSTAR/KOREA | M10 | ea | 10 | M10,, | 24060027120 | CT,KBJ-03,1.2kV,250/5A,15VA,1.0CL,50Hz,30PI,LIGHTSTAR/KOREA | ea
721 | VB2 | A17103486 | CT,KBK-26,1.2kV,75/1A,5VA,CL0.5FS10,50Hz,Direct connect,LIGHTSTAR/KOREA. | M10 | ea | 19 | M10,, | 24060027152 | CT,KBK-26,1.2kV,75/1A,5VA,CL0.5FS10,50Hz,Direct connect,LIGHTSTAR/KOREA | ea
722 | VB2 | A37800409 | COLOR CAP,CAP,80P,GRAY,VIJAYA/VIET NAM. | M10 | ea | 200 | M10,, | 05660001252 | COLOR CAP,CAP,80P,GRAY,VIJAYA/VIET NAM | ea
723 | VB2 | A19700301 | OCR,P3U30-6AAA2BBAA,INPUT:In1/5A,Un:110~230Vac/dc,50/60Hz,AUX.POWER:48~230VAC/VDC,FLUSH MOUNTING,Modbus RTU,RS485,16DI8DO,SCHNEIDER/LATVIA | M10 | ea | 2 | M10,, | 15260003358 | OCR,P3U30-6AAA2B+K1+J14:R14,Un:AC/DC 110-230V,INPUT:In1/5A,50/60Hz,AUX.POWER:AC/DC 48-230V,FLUSH MOUNTING,Modbus RTU RS485 16DI8DO,SCHNEIDER/LATVIA | ea
724 | VB2 | A24000313 | CAM S/W,HC2301 MNB10,W/NP:LOCAL-REMOTE,CONTACT 3a3b,HIVERO/VIETNAM. | M10 | ea | 2 | M10,, | 25510003057 | CAM S/W,HC2301 MNB10,W/NP:LOCAL-REMOTE,CONTACT 3a3b,HIVERO/KOREA | ea
725 | VB2 | A76700008 | TERMINAL,CONNECTOR,JOBP 06H FOR WIRE 4.0 ~ 6.0mm2 | M20 | ea | 3000 | M20,, | 09960000831 | TERMINAL,CONNECTOR,JOBP 06H FOR WIRE 4.0 ~ 6.0 mm2 | ea
726 | VB2 | A82350011 | TAPE,Construction adhesive,296ml/bottle,Titebond | M10 | ea | 8 | M10,, | 05010000371 | TAPE,Construction adhesive,296 ml/bottle,Titebond | ea
727 | VB2 | A37800024 | COLOR CAP,CAP,14P,GREEN,CHINA. | M20 | ea | 1000 | M20,, | 05660001099 | COLOR CAP,CAP,14P,GREEN,CHINA | ea
728 | VB2 | A37800030 | COLOR CAP,CAP,25P,GREEN,CHINA | M20 | ea | 300 | M20,, | #N/A | #N/A | #N/A
729 | VB2 | A31900002 | RES,5W,33K | M10 | ea | 78 | M10,, | NA | #N/A | #N/A
730 | VB2 | A31900012 | RESISTOR,5W,22K | M10 | ea | 48 | M10,, | NA | #N/A | #N/A
731 | VB2 | A31900015 | RESISTOR,0.5W,120 OHM | M10 | ea | 81 | M10,, | NA | #N/A | #N/A
732 | VB2 | A31300411 | LAMP,HC25P-11FLY,AC/DC100-130V,50/60Hz,YELLOW COLOR,25PI,LED TYPE,HIVERO/VIETNAM. | M10 | ea | 9 | M10,, | 10210003309 | LAMP,HC25P-11FLY,AC/DC100-130V,50/60Hz,YELLOW,25PI,LED,HIVERO/VIETNAM | ea
733 | VB2 | A31300402 | LAMP,HC25P-22ALW,AC200-240V,50/60Hz,WHITE COLOR,25PI,LED TYPE,HIVERO/VIETNAM. | M10 | ea | 8 | M10,, | 10210003303 | LAMP,HC25P-22ALW,AC200-240V,50/60Hz,WHITE,25PI,LED,HIVERO/VIETNAM | ea
734 | VB2 | A31300403 | LAMP,HC25P-22DLR,DC220V,RED COLOR,25PI,LED TYPE,HIVERO/VIETNAM. | M10 | ea | 3 | M10,, | 10210003304 | LAMP,HC25P-22DLR,DC220V,RED,25PI,LED,HIVERO/VIETNAM | ea
735 | VB2 | A37600772 | CABLE LUG,RING,JOPT 1.5-M4,1.5SQ,1 HOLE,BLUE,JEONO / KOREA | M10 | ea | 500 | M10,, | #N/A | #N/A | #N/A
736 | VB2 | A30500071 | CONVERTER,AC/DC,S-600-110,INPUT:190~240VAC,47-63Hz,OUTPUT:110VDC,5A,FUNELEC/CHINA | M10 | ea | 1 | M10,, | 10010028786 | CONVERTER,AC/DC,S-600-110,INPUT:190-240VAC 47-63Hz,OUTPUT:110VDC,5A,FUNELEC/CHINA | ea
737 | VB2 | A37800177 | COLOR CAP,THERMO STC-CAP,STC 70,GRAY,SEUNGJEON/KOREA. | M10 | ea | 200 | M10,, | 05660001146 | COLOR CAP,THERMO STC-CAP,STC 70,GRAY,SEUNGJEON/KOREA | ea
738 | VB2 | A37600841 | CABLE LUG,RING,JOCP 70-M12,70.0SQ,1 HOLE,JEONO / KOREA. | M20 | ea | 1901 | M20,, | 05510001834 | CABLE LUG,RING,JOCP 70-M12,70.0 SQmm,1 HOLE,JEONO/KOREA | ea
739 | VB2 | A37600940 | CABLE LUG,RING,JOCP 120-M12,120.0SQ,1 HOLE,JEONO / KOREA. | M10 | ea | 355 | M10,, | 05510001849 | CABLE LUG,RING,JOCP 120-M12,120.0 SQmm,1 HOLE,JEONO/KOREA | ea
740 | VB2 | A32600609 | T/B,ATB-25S,1P,25A,ASSEMBLY TERMINAL BLOCK,BOLT:STAINLESS STEEL,HIVERO/VIETNAM | M10 | ea | 669 | M10,, | 10062725103 | T/B,ATB-25S 1P 25A,ASSEMBLY TERMINAL BLOCK(BOLT:STAINLESS STEEL),HIVERO/VIETNAM | ea
741 | VB2 | A36100021 | SUPPORTER,BUSBAR SUPPORT,STEEL T10,S44040909-P1,Ep-Fe/Zn 5/CM2(Cr3/White),VIET NAM | M10 | ea | 112 | M10,, | 75118200002 | SUPPORTER,BUSBAR SUPPORT,STEEL-T10,S44040909-P1,Ep-Fe/Zn 5/CM2(Cr3/White),VIET NAM | ea
742 | VB2 | A61200210 | BOLT,HEX BOLT,P/W*2+S/W*1+NUT*1,M10,L35,SM45C,Ep-Fe/Zn 5/CM2(Cr3/White),TENSILE CLASS 8.8 | M20 | set | 2100 | M20,, | 01210100377 | BOLT,HEX BOLT,P/W*2+S/W*1+NUT*1,M10,L35,SM45C,Ep-Fe/Zn 5/CM2(Cr3/White),TENSILE CLASS 8.8 | set
743 | VB2 | A61200212 | BOLT,HEX BOLT,P/W*2+S/W*1+NUT*1,M12,L65,SM45C,Ep-Fe/Zn 5/CM2(Cr3/White),TENSILE CLASS 8.8 | M10 | set | 480 | M10,, | 01210100270 | BOLT,HEX BOLT,P/W*2+S/W*1+NUT*1,M12,L65,SM45C,Ep-Fe/Zn 5/CM2(Cr3/White),TENSILE CLASS 8.8 | set
744 | VB2 | A61200212 | BOLT,HEX BOLT,P/W*2+S/W*1+NUT*1,M12,L65,SM45C,Ep-Fe/Zn 5/CM2(Cr3/White),TENSILE CLASS 8.8 | M20 | set | 1080 | M20,, | 01210100270 | BOLT,HEX BOLT,P/W*2+S/W*1+NUT*1,M12,L65,SM45C,Ep-Fe/Zn 5/CM2(Cr3/White),TENSILE CLASS 8.8 | set
745 | VB2 | A61200221 | BOLT,HEX BOLT,P/W*2+S/W*1+NUT*1,M12,L45,SM45C,Ep-Fe/Zn 5/CM2(Cr3/White),TENSILE CLASS 8.8 | M20 | set | 1000 | M20,, | 01210100272 | BOLT,HEX BOLT,P/W*2+S/W*1+NUT*1,M12,L45,SM45C,Ep-Fe/Zn 5/CM2(Cr3/White),TENSILE CLASS 8.8 | set
746 | VB2 | A61200222 | BOLT,HEX BOLT,P/W*2+S/W*1+NUT*1,M12,L70,SM45C,Ep-Fe/Zn 5/CM2(Cr3/White),TENSILE CLASS 8.8 | M20 | set | 422 | M20,, | 01210100273 | BOLT,HEX BOLT,P/W*2+S/W*1+NUT*1,M12,L70,SM45C,Ep-Fe/Zn 5/CM2(Cr3/White),TENSILE CLASS 8.8 | set
747 | VB2 | A61200264 | BOLT,HEX BOLT,P/W*2+S/W*1+NUT*1,M10,L30,STS304 | M10 | set | 1336 | M10,, | 01210100276 | BOLT,HEX BOLT,P/W*2+S/W*1+NUT*1,M10,L30,STS304 | set
748 | VB2 | A61200265 | BOLT,HEX BOLT,P/W*2+S/W*1+NUT*1,M10,L25,STS304 | M10 | set | 200 | M10,, | 01210100277 | BOLT,HEX BOLT,P/W*2+S/W*1+NUT*1,M10,L25,STS304 | set
749 | VB2 | A61200268 | BOLT,HEX BOLT,P/W*2+S/W*1+NUT*1,M12,L40,STS304 | M10 | set | 344 | M10,, | 01210100378 | BOLT,HEX BOLT,P/W*2+S/W*1+NUT*1,M12,L40,STS304 | set
750 | VB2 | A61200269 | BOLT,HEX BOLT,P/W*2+S/W*1+NUT*1,M12,L85,STS304 | M10 | set | 924 | M10,, | 01210100278 | BOLT,HEX BOLT,P/W*2+S/W*1+NUT*1,M12,L85,STS304 | set
751 | VB2 | A61200271 | BOLT,HEX BOLT,P/W*2+S/W*1+NUT*1,M12,L50,STS304 | M10 | set | 74 | M10,, | 01210100279 | BOLT,HEX BOLT,P/W*2+S/W*1+NUT*1,M12,L50,STS304 | set
752 | VB2 | A61200272 | BOLT,HEX BOLT,P/W*2+S/W*1+NUT*1,M12,L65,STS304 | M10 | set | 700 | M10,, | 01210100280 | BOLT,HEX BOLT,P/W*2+S/W*1+NUT*1,M12,L65,STS304 | set
753 | VB2 | A61200274 | BOLT,EYE BOLT,M16,L27,STS304 | M10 | ea | 8 | M10,, | 01210100384 | BOLT,EYE BOLT,M16,L27,STS304 | ea
754 | VB2 | A61200297 | BOLT,HEX BOLT,P/W*2+S/W*1+NUT*1,M12,L55,SM45C,Ep-Fe/Zn 5/CM2(Cr3/White),TENSILE CLASS 10.9 | M10 | set | 1905 | M10,, | 01210100356 | BOLT,HEX BOLT,P/W*2+S/W*1+NUT*1,M12,L55,SM45C,Ep-Fe/Zn 5/CM2(Cr3/White),TENSILE CLASS 10.9 | set
755 | VB2 | A61200331 | BOLT,HEX BOLT,P/W*2+S/W*1+NUT*1,M12,L85,SM45C,Ep-Fe/Zn 5/CM2(Cr3/White),TENSILE CLASS 8.8 | M20 | set | 460 | M20,, | 01210100287 | BOLT,HEX BOLT,P/W*2+S/W*1+NUT*1,M12,L85,SM45C,Ep-Fe/Zn 5/CM2(Cr3/White),TENSILE CLASS 8.8 | set
756 | VB2 | A61200360 | BOLT,HEX BOLT,P/W*2+S/W*1+NUT*1,M6,L30,SM45C,Ep-Fe/Zn 5/CM2(Cr3/White),TENSILE CLASS 8.8 | M20 | set | 3000 | M20,, | 01210100288 | BOLT,HEX BOLT,P/W*2+S/W*1+NUT*1,M6,L30,SM45C,Ep-Fe/Zn 5/CM2(Cr3/White),TENSILE CLASS 8.8 | set
757 | VB2 | A61200373 | BOLT,HEX BOLT,P/W*2+S/W*1,M12,L20,SM45C,Ep-Fe/Zn 5/CM2(Cr3/White),TENSILE CLASS 8.8 | M20 | ea | 2670 | M20,, | 01210100203 | BOLT,HEX BOLT,P/W*2+S/W*1,M12,L20,SM45C,Ep-Fe/Zn 5/CM2(Cr3/White),TENSILE CLASS 8.8 | ea
758 | VB2 | A61200374 | BOLT,HEX BOLT,P/W*2+S/W*1+NUT*1,M16,L40,SM45C,Ep-Fe/Zn 5/CM2(Cr3/White),TENSILE CLASS 8.8 | M20 | set | 90 | M20,, | 01210100289 | BOLT,HEX BOLT,P/W*2+S/W*1+NUT*1,M16,L40,SM45C,Ep-Fe/Zn 5/CM2(Cr3/White),TENSILE CLASS 8.8 | set
759 | VB2 | A61200375 | BOLT,HEX BOLT,P/W*2+S/W*1+NUT*1,M16,L65,SM45C,Ep-Fe/Zn 5/CM2(Cr3/White),TENSILE CLASS 8.8 | M20 | set | 59 | M20,, | 01210100290 | BOLT,HEX BOLT,P/W*2+S/W*1+NUT*1,M16,L65,SM45C,Ep-Fe/Zn 5/CM2(Cr3/White),TENSILE CLASS 8.8 | set
760 | VB2 | A61200767 | BOLT,HEXAGON SOCKET BUTTON HEAD SCREWS,M8,L30,SM45C,Ep-Fe/Zn 5/CM2(Cr3/White),TENSILE CLASS 10.9,VIET NAM | M10 | ea | 5000 | M10,, | 01210100241 | BOLT,HEXAGON SOCKET BUTTON HEAD SCREWS,M8,L30,SM45C,Ep-Fe/Zn 5/CM2(Cr3/White),TENSILE CLASS 10.9,VIET NAM | ea
761 | VB2 | A61200768 | BOLT,HEX SOCKET HEAD BOLT,M6,L20,SM45C,Ep-Fe/Zn 5/CM2(Cr3/White),TENSILE CLASS 8.8 | M10 | ea | 940 | M10,, | 01210100242 | BOLT,HEX SOCKET HEAD BOLT,M6,L20,SM45C,Ep-Fe/Zn 5/CM2(Cr3/White),TENSILE CLASS 8.8 | ea
762 | VB2 | A60500894 | BOOTS (LV),BOOTS MCC - 019,LSVN-HMCC-0051,0.4 KV,WHITE TRANSPARENT,VIJAYA SAI/VN | M10 | ea | 9 | M10,, | 67318200132 | BOOTS,BOOTS (LV),BOOTS MCC - 019,LSVN-HMCC-0051,0.4 KV,WHITE TRANSPARENT,VIJAYA SAI/VN | ea
763 | VB2 | A60500895 | BOOTS (LV),BOOTS MCC - 019,LSVN-HMCC-0052,0.4 KV,WHITE TRANSPARENT,VIJAYA SAI/VN | M10 | ea | 2 | M10,, | 67318200133 | BOOTS,BOOTS (LV),BOOTS MCC - 019,LSVN-HMCC-0052,0.4 KV,WHITE TRANSPARENT,VIJAYA SAI/VN | ea
764 | VB2 | A61200781 | BOLT,PARTIALLY THREADED HEX BOLT, DIN 931,P/W*2+S/W*1+NUT*1,M12,L60,SM45C,Ep-Fe/Zn 5/CM2(Cr3/White),TENSILE CLASS 10.9,VIET NAM | M10 | set | 30 | M10,, | 01210100357 | BOLT,PARTIALLY THREADED HEX BOLT (DIN 931),P/W*2+S/W*1+NUT*1,M12,L60,SM45C,Ep-Fe/Zn 5/CM2(Cr3/White),TENSILE CLASS 10.9,VIETNAM | set
765 | VB2 | A61200789 | BOLT,PARTIALLY THREADED HEX BOLT, DIN 931,M12,L60,SM45C,Ep-Fe/Zn 5/CM2(Cr3/White),TENSILE CLASS 10.9,Nylok coating | M10 | ea | 2152 | M10,, | 45718200065 | BOLT,PARTIALLY THREADED HEX BOLT,M12,L60,SM45C,Ep-Fe/Zn 5/CM2(Cr3/White),TENSILE CLASS 10.9,DIN 931,Nylok coating | ea
766 | VB2 | A61200790 | BOLT,PARTIALLY THREADED HEX BOLT, DIN 931,M12,L50,SM45C,Ep-Fe/Zn 5/CM2(Cr3/White),TENSILE CLASS 10.9,Nylok coating | M10 | ea | 10950 | M10,, | 45718200063 | BOLT,PARTIALLY THREADED HEX BOLT,M12,L50,SM45C,Ep-Fe/Zn 5/CM2(Cr3/White),TENSILE CLASS 10.9,DIN 931,Nylok coating | ea
767 | VB2 | A61200792 | BOLT,PARTIALLY THREADED HEX BOLT, DIN 931,M10,L50,SM45C,Ep-Fe/Zn 5/CM2(Cr3/White),TENSILE CLASS 10.9,Nylok coating | M10 | ea | 465 | M10,, | 00000000000 | #N/A | #N/A
768 | VB2 | A61200796 | BOLT,PARTIALLY THREADED HEX BOLT, DIN 931,M14,L80,SM45C,Ep-Fe/Zn 5/CM2(Cr3/White),TENSILE CLASS 10.9,Nylok coating | M10 | ea | 398 | M10,, | 00000000000 | #N/A | #N/A
769 | VB2 | A61200806 | BOLT,HEX BOLT,P/W*2+S/W*1+NUT*1,M6,L25,SM45C,Ep-Fe/Zn 5/CM2(Cr3/White),TENSILE CLASS 10.9 | M10 | set | 74 | M10,, | 01210100358 | BOLT,HEX BOLT,P/W*2+S/W*1+NUT*1,M6,L25,SM45C,Ep-FE/Zn 5/CM2 (Cr3/White),TENSILE CLASS 10.9 | set
770 | VB2 | A61200809 | BOLT,HEX BOLT,M6,L35,ABS,VIET NAM | M10 | ea | 320 | M10,, | 01210100244 | BOLT,HEX BOLT,M6,L35,ABS,VIET NAM | ea
771 | VB2 | A61200823 | BOLT,PARTIALLY THREADED HEX BOLT, DIN 931,M12,L150,SM45C,Ep-Fe/Zn 5/CM2(Cr3/White),TENSILE CLASS 10.9,Nylok coating | M10 | ea | 100 | M10,, | NA | #N/A | #N/A
772 | VB2 | A61200826 | BOLT,PARTIALLY THREADED HEX BOLT, DIN 931,M12,L95,SM45C,Ep-Fe/Zn 5/CM2(Cr3/White),TENSILE CLASS 10.9,Nylok coating | M10 | ea | 308 | M10,, | 45718200072 | BOLT,PARTIALLY THREADED HEX BOLT,M12,L95,SM45C,Ep-Fe/Zn 5/CM2(Cr3/White),TENSILE CLASS 10.9,DIN 931,Nylok coating | ea
773 | VB2 | A61200827 | BOLT,HEX BOLT,P/W*2+S/W*1+NUT*1,M16,L60,SM45C,Ep-Fe/Zn 5/CM2(Cr3/White),TENSILE CLASS 8.8 | M10 | set | 70 | M10,, | 01210100334 | BOLT,HEX BOLT,P/W*2+S/W*1+NUT*1,M16,L60,SM45C,Ep-Fe/Zn 5/CM2(Cr3/White),TENSILE CLASS 8.8 | set
774 | VB2 | A61200659 | BOLT,HEX BOLT,P/W*1+S/W*1,M16,L50,SM45C,Ep-Fe/Zn 5/CM2(Cr3/White),TENSILE CLASS 8.8 | M10 | set | 50 | M10,, | 01210100328 | BOLT,HEX BOLT,P/W*1+S/W*1,M16,L50,SM45C,Ep-Fe/Zn 5/CM2(Cr3/White),TENSILE CLASS 8.8 | set
775 | VB2 | A61200660 | BOLT,HEX BOLT,P/W*1+S/W*1,M16,L30,SM45C,Ep-Fe/Zn 5/CM2(Cr3/White),TENSILE CLASS 8.8 | M20 | set | 50 | M20,, | 01210100329 | BOLT,HEX BOLT,P/W*1+S/W*1,M16,L30,SM45C,Ep-Fe/Zn 5/CM2(Cr3/White),TENSILE CLASS 8.8 | set
776 | VB2 | A61200670 | BOLT,Thread Rod,P/W*2+S/W*2+NUT*2,M10,L170,STS304 | M10 | ea | 552 | M10,, | 01210100229 | BOLT,Thread Rod,P/W*2+S/W*2+NUT*2,M10,L170,STS304 | ea
777 | VB2 | A61200672 | BOLT,Thread Rod,P/W*2+S/W*2+NUT*2,M10,L210,STS304 | M10 | ea | 259 | M10,, | 01210100251 | BOLT,Thread Rod,P/W*2+S/W*2+NUT*2,M10,L210,STS304 | ea
778 | VB2 | A61200673 | BOLT,Thread Rod,P/W*2+S/W*2+NUT*2,M10,L270,STS304 | M10 | ea | 383 | M10,, | 01210100230 | BOLT,Thread Rod,P/W*2+S/W*2+NUT*2,M10,L270,STS304 | ea
779 | VB2 | A61200674 | BOLT,Thread Rod,P/W*2+S/W*2+NUT*2,M10,L310,STS304 | M10 | ea | 45 | M10,, | 01210100231 | BOLT,Thread Rod,P/W*2+S/W*2+NUT*2,M10,L310,STS304 | ea
780 | VB2 | A61200724 | BOLT,BOLT,HEX,M10,L30,SM45C,Ep-Fe/Zn 5/CM2(Cr3/White),TENSILE CLASS 8.8 | M10 | ea | 68 | M10,, | 01210100224 | BOLT,HEX BOLT,P/W*2+S/W*1+NUT*1,M16,L90,STS304 | ea
781 | VB2 | A61200731 | BOLT,BOLT,HEX,M12,L30,SWCH,Ep-Fe/Zn 5/CM2(Cr3/White),TENSILE CLASS 8.8 | M10 | ea | 672 | M10,, | 01210100225 | BOLT,HEX BOLT,P/W*2+S/W*1+NUT*1,M12,L45,STS 304 | ea
782 | VB2 | A61200743 | BOLT,HEXAGON SOCKET SCREW WITH COUNTERSUNK HEAD,M10,L30,STS304 | M10 | ea | 97 | M10,, | 01210100235 | BOLT,HEX BOLT,P/W*1+S/W*1,M10,L30,STS 304 | ea
783 | VB2 | A61200751 | BOLT,Thread Rod,P/W*2+S/W*2+NUT*2,M10,L190,STS304 | E31 | ea | 91 | E31,, | 01210100252 | BOLT,Thread Rod,P/W*2+S/W*2+NUT*2,M10,L190,STS304 | ea
784 | VB2 | A61200751 | BOLT,Thread Rod,P/W*2+S/W*2+NUT*2,M10,L190,STS304 | M10 | ea | 81 | M10,, | 01210100252 | BOLT,Thread Rod,P/W*2+S/W*2+NUT*2,M10,L190,STS304 | ea
785 | VB2 | A61200753 | BOLT,HEX SOCKET HEAD BOLT,M10,L12,STS304 | M10 | ea | 4440 | M10,, | 01210100237 | BOLT,HEX SOCKET HEAD BOLT,M10,L12,STS304 | ea
786 | VB2 | A85100607 | WIRE,KIV CABLE,1Cx4.0 SQmm,450/750 V-Cu/PVC TCVN 6610/IEC 60227,YELLOW,COSMOLINK/VIETNAM | M30 | m | 4846 | M30,, | 41564250120 | WIRE,450/750V-Cu/PVC,KIV,1Cx4.0 SQmm,YELLOW,CLASS 5,COSMOLINK VINA/VIETNAM | m
787 | VB2 | A85100608 | WIRE,KIV CABLE,1Cx4.0 SQmm,450/750 V-Cu/PVC TCVN 6610/IEC 60227,BLUE,COSMOLINK/VIETNAM | M10 | m | 190 | M10,, | 41564250117 | WIRE,450/750V-Cu/PVC,KIV,1Cx4.0 SQmm,BLUE,CLASS 5,COSMOLINK VINA/VIETNAM | m
788 | VB2 | A85100608 | WIRE,KIV CABLE,1Cx4.0 SQmm,450/750 V-Cu/PVC TCVN 6610/IEC 60227,BLUE,COSMOLINK/VIETNAM | M30 | m | 2450 | M30,, | 41564250117 | WIRE,450/750V-Cu/PVC,KIV,1Cx4.0 SQmm,BLUE,CLASS 5,COSMOLINK VINA/VIETNAM | m
789 | VB2 | A85100609 | WIRE,KIV CABLE,1Cx4.0 SQmm,450/750 V-Cu/PVC TCVN 6610/IEC 60227,BLACK,COSMOLINK/VIETNAM | M10 | m | 25 | M10,, | 41564250116 | WIRE,450/750V-Cu/PVC,KIV,1Cx4.0 SQmm,BLACK,CLASS 5,COSMOLINK VINA/VIETNAM | m
790 | VB2 | A85100609 | WIRE,KIV CABLE,1Cx4.0 SQmm,450/750 V-Cu/PVC TCVN 6610/IEC 60227,BLACK,COSMOLINK/VIETNAM | M30 | m | 2754 | M30,, | 41564250116 | WIRE,450/750V-Cu/PVC,KIV,1Cx4.0 SQmm,BLACK,CLASS 5,COSMOLINK VINA/VIETNAM | m
791 | VB2 | A85100610 | WIRE,KIV CABLE,1Cx6.0 SQmm,450/750 V-Cu/PVC TCVN 6610/IEC 60227,GREEN/YELLOW,COSMOLINK/VIETNAM | M10 | m | 1200 | M10,, | 41564250147 | WIRE,450/750V-Cu/PVC,KIV,1Cx6.0 SQmm,GREEN/YELLOW,CLASS 5,COSMOLINK VINA/VIETNAM | m
792 | VB2 | A85100610 | WIRE,KIV CABLE,1Cx6.0 SQmm,450/750 V-Cu/PVC TCVN 6610/IEC 60227,GREEN/YELLOW,COSMOLINK/VIETNAM | M30 | m | 1627 | M30,, | 41564250147 | WIRE,450/750V-Cu/PVC,KIV,1Cx6.0 SQmm,GREEN/YELLOW,CLASS 5,COSMOLINK VINA/VIETNAM | m
793 | VB2 | A85100611 | WIRE,KIV CABLE,1Cx1.5 SQmm,450/750 V-Cu/PVC TCVN 6610/IEC 60227,YELLOW,COSMOLINK/VIETNAM | M10 | m | 5045 | M10,, | 41564250109 | WIRE,450/750V-Cu/PVC,KIV,1Cx1.5 SQmm,YELLOW,CLASS 5,COSMOLINK VINA/VIETNAM | m
794 | VB2 | A85100612 | WIRE,KIV CABLE,1Cx4.0 SQmm,450/750 V-Cu/PVC TCVN 6610/IEC 60227,GRAY,COSMOLINK/VIETNAM | M10 | m | 10 | M10,, | 41564250118 | WIRE,450/750V-Cu/PVC,KIV,1Cx4.0 SQmm,GRAY,CLASS 5,COSMOLINK VINA/VIETNAM | m
795 | VB2 | A85100612 | WIRE,KIV CABLE,1Cx4.0 SQmm,450/750 V-Cu/PVC TCVN 6610/IEC 60227,GRAY,COSMOLINK/VIETNAM | M30 | m | 1628 | M30,, | 41564250118 | WIRE,450/750V-Cu/PVC,KIV,1Cx4.0 SQmm,GRAY,CLASS 5,COSMOLINK VINA/VIETNAM | m
796 | VB2 | A85100620 | WIRE,CABLE,0.6/1kV HF-XHHW/SIS,HALOGEN FREE FLAME RETARDANT IEC60228,1Cx2.5 SQmm,XLPE Insulation, CLASS 5,RED,DAEWON CABLE/KOREA | M10 | m | 282 | M10,, | 41564250032 | WIRE,0.6/1kV HF-XHHW/SIS,HALOGEN-FREE FLAME RETARDANT,1Cx2.5 SQmm,RED,CLASS 5,DAEWON CABLE/KOREA | m
797 | VB2 | A85100621 | WIRE,CABLE,0.6/1kV HF-XHHW/SIS,HALOGEN FREE FLAME RETARDANT IEC60228,1Cx2.5 SQmm,XLPE Insulation, CLASS 5,YELLOW,DAEWON CABLE/KOREA | M10 | m | 50 | M10,, | 41564250034 | WIRE,0.6/1kV HF-XHHW/SIS,HALOGEN-FREE FLAME RETARDANT,1Cx2.5 SQmm,YELLOW,CLASS 5,DAEWON CABLE/KOREA | m
798 | VB2 | A85100469 | WIRE,HKIV(Heat Resistant PVC),450/750V,1Cx2.5 SQmm,CLASS 5,BLUE,COSMOLINK/VIETNAM | M30 | m | 1614 | M30,, | 41564250111 | WIRE,450/750V-Cu/PVC,KIV,1Cx2.5 SQmm,BLUE,CLASS 5,COSMOLINK VINA/VIETNAM | m
799 | VB2 | A85100626 | WIRE,CABLE,0.6/1kV HF-XHHW/SIS,FLAME RETARDANT,1Cx4.0 SQmm,XLPE Insulation, CLASS 5,BLUE,DAEWON CABLE/KOREA | M10 | m | 290 | M10,, | 41564250036 | WIRE,0.6/1kV HF-XHHW/SIS,HALOGEN-FREE FLAME RETARDANT,1Cx4.0 SQmm,BLUE,CLASS 5,DAEWON CABLE/KOREA | m
800 | VB2 | A85100639 | WIRE,CABLE,450/750V XHHW/SIS,FLAME RETARDANT,1Cx4.0 SQmm,CLASS 5,GREEN/YELLOW,LSCABLE/KOREA | M30 | m | 149 | M30,, | 41564250068 | WIRE,450/750V XHHW/SIS,FLAME RETARDANT,1Cx4.0 SQmm,GREEN/YELLOW,CLASS 5,LS CABLE/KOREA | m
801 | VB2 | A85100547 | WIRE,FLAME RETARDANT,1Cx2.5 SQmm,0.6/1kV Cu/H-PVC(HKIV),CLASS 5,RED,COSMOLINK/VIETNAM | M30 | m | 1362 | M30,, | 41564250094 | WIRE,0.6/1kV Cu/FR-HPVC,HKIV(Heat Resistant PVC),1Cx2.5 SQmm,RED,CLASS 5,COSMOLINK VINA/VIETNAM | m
802 | VB2 | A85100549 | WIRE,KIV CABLE,1Cx2.5 SQmm,450/750 V-Cu/PVC TCVN 6610/IEC 60227,YELLOW/GREEN,COSMOLINK/VIETNAM | M30 | m | 1128 | M30,, | 41564250157 | WIRE,450/750V-Cu/PVC,KIV,1Cx2.5 SQmm,YELLOW/GREEN,CLASS 5,COSMOLINK VINA/VIETNAM | m
803 | VB2 | A85100642 | WIRE,CABLE,0.6/1kV HF-XHHW/SIS,FLAME RETARDANT,1Cx1.5 SQmm,XLPE Insulation, CLASS 5,GRAY,DAEWON CABLE/KOREA | M10 | m | 20 | M10,, | 41564250022 | WIRE,0.6/1kV HF-XHHW/SIS,HALOGEN-FREE FLAME RETARDANT,1Cx1.5 SQmm,GRAY,CLASS 5,DAEWON CABLE/KOREA | m
804 | VB2 | A90100023 | PACKING,PACKING,SJ090012-P3,EPDM,W1200*L875,DAEIL CST/KOREA | M10 | sht | 32 | M10,, | 80568200017 | PACKING,SJ090012-P3,W1200*L875,EPDM,DAEIL CST/KOREA | sht
805 | VB2 | A85100550 | WIRE,KIV CABLE,1Cx4.0 SQmm,450/750 V-Cu/PVC TCVN 6610/IEC 60227,BROWN,SH CABLE/VIET NAM | M30 | m | 2742 | M30,, | 41564250154 | WIRE,450/750V-Cu/PVC,KIV,1Cx4.0 SQmm,BROWN,CLASS 5,COSMOLINK VINA/VIETNAM | m
806 | VB2 | A85100551 | WIRE,KIV CABLE,1Cx2.5 SQmm,450/750 V-Cu/PVC TCVN 6610/IEC 60227,BROWN,COSMOLINK/VIETNAM | M10 | m | 2900 | M10,, | 41564250158 | WIRE,450/750V-Cu/PVC,KIV,1Cx2.5 SQmm,BROWN,CLASS 5,COSMOLINK VINA/VIETNAM | m
807 | VB2 | A85100552 | WIRE,BRAIDED COPPER WIRE,5MM (WIDTH)x1.0MM (THICKNESS),KOREA | M20 | m | 1200 | M20,, | 41564250163 | WIRE,BRAIDED COPPER WIRE,W5mmxT1.0mm,KOREA | m
808 | VB2 | A85100562 | WIRE,KIV CABLE,1x35 SQmm,0.6/1kv -Cu/PVC TCVN 5935/IEC 60502-1,GREEN/YELLOW,SH CABLE/VIET NAM | M30 | m | 54.5 | M30,, | 41510005048 | CABLE,0.6/1kV Cu/FR-HPVC,HKIV(Heat Resistant PVC),1Cx35 SQmm,GREEN/YELLOW,CLASS 5,COSMOLINK VINA/VIETNAM | m
809 | VB2 | A85100563 | WIRE,HKIV(Heat Resistant PVC),450/750V,1Cx4.0 SQmm,CLASS 5,BROWN,COSMOLINK/VIETNAM | M30 | m | 598 | M30,, | 41564250154 | WIRE,450/750V-Cu/PVC,KIV,1Cx4.0 SQmm,BROWN,CLASS 5,COSMOLINK VINA/VIETNAM | m
810 | VB2 | A85100564 | WIRE,KIV CABLE,1Cx25 SQmm,450/750 V-Cu/PVC TCVN 6610/IEC 60227,YELLOW COLOR,COSMOLINK/VIETNAM | M30 | m | 1910 | M30,, | 41510005039 | CABLE,450/750V-Cu/PVC,KIV,1Cx25 SQmm,YELLOW,CLASS 5,COSMOLINK VINA/VIETNAM | m
811 | VB2 | A85100554 | WIRE,KIV CABLE,1Cx1.5 SQmm,450/750 V-Cu/PVC TCVN 6610/IEC 60227,BROWN,SH CABLE/VIET NAM | M30 | m | 90 | M30,, | 41564250155 | WIRE,450/750V-Cu/PVC,KIV,1Cx1.5 SQmm,BROWN,CLASS 5,COSMOLINK VINA/VIETNAM | m
812 | VB2 | A85100351 | WIRE,KIV CABLE,1Cx6.0 SQmm,450/750 V-Cu/PVC TCVN 6610/IEC 60227,RED,SH CABLE/VIET NAM | M30 | m | 100 | M30,, | 41564250150 | WIRE,450/750V-Cu/PVC,KIV,1Cx6.0 SQmm,RED,CLASS 5,COSMOLINK VINA/VIETNAM | m
813 | VB2 | A85100352 | WIRE,KIV CABLE,1Cx6.0 SQmm,450/750 V-Cu/PVC TCVN 6610/IEC 60227,YELLOW,SH CABLE/VIET NAM | M30 | m | 292 | M30,, | 41564250151 | WIRE,450/750V-Cu/PVC,KIV,1Cx6.0 SQmm,YELLOW,CLASS 5,COSMOLINK VINA/VIETNAM | m
814 | VB2 | A85100366 | WIRE,KIV CABLE,1Cx6.0 SQmm,0.6/1kv -Cu/PVC TCVN 5935/IEC 60502-1,BLACK,SH CABLE/VIET NAM | M30 | m | 677 | M30,, | 41564250156 | WIRE,0.6/1kV Cu/FR-HPVC,HKIV(Heat Resistant PVC),1Cx6.0 SQmm,BLACK,CLASS 5,COSMOLINK VINA/VIETNAM | m
815 | VB2 | A24800021 | PUSH BUTTON W/LAMP,YSNPBL2-AL23G,25PI,230VAC,50Hz,GREEN COLOR,LED TYPE,1a1b,YONGSUNG/KOREA. | E31 | ea | 4 | E31,, | 25960000656 | PUSH BUTTON W/LAMP,YSNPBL2-AL23G,25PI,230VAC,50Hz,GREEN COLOR,LED TYPE,1a1b,YONGSUNG/KOREA | ea
816 | VB2 | A24800021 | PUSH BUTTON W/LAMP,YSNPBL2-AL23G,25PI,230VAC,50Hz,GREEN COLOR,LED TYPE,1a1b,YONGSUNG/KOREA. | M10 | ea | 10 | M10,, | 25960000656 | PUSH BUTTON W/LAMP,YSNPBL2-AL23G,25PI,230VAC,50Hz,GREEN COLOR,LED TYPE,1a1b,YONGSUNG/KOREA | ea
817 | VB2 | A24800022 | PUSH BUTTON W/LAMP,YSNPBL2-AL23Y,25PI,230VAC,50Hz,YELLOW COLOR,LED TYPE,1a1b,YONGSUNG/KOREA. | M10 | ea | 8 | M10,, | 25960000657 | PUSH BUTTON W/LAMP,YSNPBL2-AL23Y,25PI,230VAC,50Hz,YELLOW COLOR,LED TYPE,1a1b,YONGSUNG/KOREA | ea
818 | VB2 | A19200028 | KEEP RY,YSMMK 3PC-220D 220D,SET:DC220V,RESET:DC220V,AUX.CONTACT:C TYPE(3C),W/SOCKET YSSK14-K,YONGSUNG/KOREA | E31 | ea | 5 | E31,, | 14860000054 | KEEP RY,YSMMK 3PC-220D 220D,SET:DC220V/RESET:DC220V,AUX.CONTACT:C TYPE(3C),W/SOCKET YSSK14-K,YONGSUNG/KOREA | ea
819 | VB2 | A24500019 | LIMIT S/W,ZLN15G03,250VAC/10A,AUX.CONTACT 1C,MICRO SWITCH COVER,KACON/KOREA. | E31 | ea | 27 | E31,, | 25810000130 | LIMIT S/W,ZLN15G03,250VAC/10A,AUX.CONTACT 1C,MICRO SWITCH COVER,KACON/KOREA | ea
820 | VB2 | A24500019 | LIMIT S/W,ZLN15G03,250VAC/10A,AUX.CONTACT 1C,MICRO SWITCH COVER,KACON/KOREA. | M10 | ea | 1 | M10,, | 25810000130 | LIMIT S/W,ZLN15G03,250VAC/10A,AUX.CONTACT 1C,MICRO SWITCH COVER,KACON/KOREA | ea
821 | VB2 | A24500020 | LIMIT S/W,Z15G-07B,250VAC/10A,AUX.CONTACT 1C,MICRO SWITCH COVER,KACON/KOREA. | E31 | ea | 9 | E31,, | #N/A | #N/A | #N/A
822 | VB2 | A24500020 | LIMIT S/W,Z15G-07B,250VAC/10A,AUX.CONTACT 1C,MICRO SWITCH COVER,KACON/KOREA. | M10 | ea | 66 | M10,, | #N/A | #N/A | #N/A
823 | VB2 | A24600001 | PB S/W,YSAP12-11R,25PI,1a1b,RED COLOR,YONGSUNG/KOREA. | M10 | ea | 13 | M10,, | 25910000541 | PB S/W,YSAP12-11R,25PI,1a1b,RED COLOR,YONGSUNG/KOREA | ea
824 | VB2 | A24000310 | CAM S/W,PULL SELECT SWITCH&AUTO RETURN,YSDNC3305-54RP10B,W/NP:OPEN-CLOSE,CONTACT 3a3b,With Protection PVC cover YS CFPC-5(53x53),YONGSUNG/KOREA | M10 | ea | 1 | M10,, | 25510003044 | CAM S/W,YSDNC3305-54RP10B,W/NP:OPEN-CLOSE,PULL SELECT SWITCH&AUTO RETURN,CONTACT 3a3b,With Protection PVC cover YS CFPC-5(53x53),YONGSUNG/KOREA | ea
825 | VB2 | A24000330 | CAM S/W,1a auxilary contact for control switch K22,25,30 Series,KACON/KOREA | M10 | ea | 68 | M10,, | #N/A | #N/A | #N/A
826 | VB2 | A22400040 | DS,SDV/1SR/H20,1P,Rated Voltage/BIL(kV): 7.2/60,200A,60Hz,AUX.CONTACT:2A2B,MANUAL OPERATION,SHINWOO ELECTRIC/KOREA | E31 | ea | 48 | E31,, | NA | #N/A | #N/A
827 | VB2 | A22400051 | DS,SDV/3S/H125,3P,Rated Voltage/BIL(kV): 7.2/60,1250A,50/60Hz,4A4B,WITH MOTOR DRIVER 110VDC ON RIGHT SIDE,31.5KA/2S,SHINWOO ELECTRIC/KOREA | E31 | ea | 1 | E31,, | NA | #N/A | #N/A
828 | VB2 | A24600034 | PB S/W,YSAP12-11G,25PI,1a1b,GREEN COLOR,YONGSUNG/KOREA. | E31 | ea | 7 | E31,, | 25910000545 | PB S/W,YSAP12-11G,25PI,1a1b,GREEN COLOR,YONGSUNG/KOREA | ea
829 | VB2 | A24600034 | PB S/W,YSAP12-11G,25PI,1a1b,GREEN COLOR,YONGSUNG/KOREA. | M10 | ea | 1 | M10,, | 25910000545 | PB S/W,YSAP12-11G,25PI,1a1b,GREEN COLOR,YONGSUNG/KOREA | ea
830 | VB2 | A24600035 | PB S/W,YSAP12-11Y,25PI,1a1b,YELLOW COLOR,YONGSUNG/KOREA. | E31 | ea | 2 | E31,, | 25910000546 | PB S/W,YSAP12-11Y,25PI,1a1b,YELLOW COLOR,YONGSUNG/KOREA | ea
831 | VB2 | A24600036 | PUSH BUTTON,YSAP13-22R,30PI,2a2b,RED COLOR,YONGSUNG/KOREA | A12 | ea | 2 | A12,, | #N/A | #N/A | #N/A
832 | VB2 | A24600038 | PUSH BUTTON,YSAP13-22Y,30PI,2a2b,YELLOW COLOR,YONGSUNG/KOREA | A12 | ea | 2 | A12,, | #N/A | #N/A | #N/A
833 | VB2 | A24600098 | PUSH BUTTON,P SN/D/X SIS2200,22.5PI,2NO,BLACK COLOR,K&N/AUSTRIA | E31 | ea | 11 | E31,, | #N/A | #N/A | #N/A
834 | VB2 | A24600099 | PB S/W,P SN/D/X SIS4020,22.5PI,2NC,RED COLOR,K&N/AUSTRIA. | E31 | ea | 1 | E31,, | 25910000555 | PB S/W,P SN/D/X SIS4020,22.5PI,2NC,RED COLOR,K&N/AUSTRIA | ea
835 | VB2 | A24200003 | E-PB S/W,PUSH LOCK&TURN RESET TYPE,YSASEP3 23-22RA,HOLE:25PI,CAP:30PI,RED COLOR,CONTACT:2a2b,YONGSUNG/KOREA. | E31 | ea | 1 | E31,, | NA | #N/A | #N/A
836 | VB2 | A60300003 | BOOTS,BOOTS-1001,LSVN-02-60,24KV,RED BROWN COLOR,SEOUL DIPPING | E31 | ea | 2 | E31,, | 67318200017 | BOOTS,BOOTS-1001,24kV,LSVN-02-60,RED BROWN COLOR,SEOUL DIPPING | ea
837 | VB2 | A60300005 | BOOTS,BOOTS-1001,LSVN-03-60,24KV,RED BROWN COLOR,SEOUL DIPPING | E31 | ea | 2 | E31,, | 67318200018 | BOOTS,BOOTS-1001,24kV,LSVN-03-60,RED BROWN COLOR,SEOUL DIPPING | ea
838 | VB2 | A60300007 | BOOTS,BOOTS-1002,LSVN-04-60,24KV,RED BROWN COLOUR,SEOUL DIPPING/KOREA | E31 | ea | 1 | E31,, | 67318200006 | BOOTS,BOOTS-1002,24kV,LSVN-04-60,RED BROWN COLOUR,SEOUL DIPPING/KOREA | ea
839 | VB2 | A60300007 | BOOTS,BOOTS-1002,LSVN-04-60,24KV,RED BROWN COLOUR,SEOUL DIPPING/KOREA | M10 | ea | 3 | M10,, | 67318200006 | BOOTS,BOOTS-1002,24kV,LSVN-04-60,RED BROWN COLOUR,SEOUL DIPPING/KOREA | ea
840 | VB2 | A60300079 | BOOTS,BOOTS-1013,LSVN-62-60,24KV,RED BROWN COLOUR,SEOUL DIPPING/KOREA | M10 | ea | 3 | M10,, | 67318200007 | BOOTS,BOOTS-1013,24kV,LSVN-62-60,RED BROWN COLOUR,SEOUL DIPPING/KOREA | ea
841 | VB2 | A60300081 | BOOTS,BOOTS-1013,LSVN-64-60,24KV,RED BROWN,SEOUL DIPPING/KOREA | M10 | ea | 1 | M10,, | 67318200008 | BOOTS,BOOTS-1013,24kV,LSVN-64-60,RED BROWN COLOUR,SEOUL DIPPING/KOREA | ea
842 | VB2 | A60301038 | BOOTS,BOOTS-1002,LSVN-06-60,1C-150SQ,RED BROWN COLOR,SEOUL DIPPING | E31 | ea | 12 | E31,, | 67318200019 | BOOTS,BOOTS-1002,1C-150SQ,LSVN-06-60,RED BROWN COLOR,SEOUL DIPPING | ea
843 | VB2 | A60301194 | BOOTS,BOOTS-1059,LSVN-317-40,1C-95SQ,RED BROWN COLOR,SEOUL DIPPING | M10 | ea | 9 | M10,, | 67318200022 | BOOTS,BOOTS-1059,1C-95SQ,LSVN-317-40,RED BROWN COLOR,SEOUL DIPPING | ea
844 | VB2 | A60301444 | TUBE,BELLOWS,MC1312,CLIP 600A (SMCC),BLACK COLOR,KOREA | E31 | ea | 11 | E31,, | 68164111001 | TUBE,BELLOWS,MC1312,CLIP 600A (SMCC),BLACK COLOR,KOREA | ea
845 | VB2 | A60301444 | TUBE,BELLOWS,MC1312,CLIP 600A (SMCC),BLACK COLOR,KOREA | M10 | ea | 7 | M10,, | 68164111001 | TUBE,BELLOWS,MC1312,CLIP 600A (SMCC),BLACK COLOR,KOREA | ea
846 | VB2 | A60400014 | BOOTS (HV),BOOTS-1081,MCSG,LSVN-446-60,RED BROWN COLOUR,SEOUL DIPPING | E31 | ea | 2 | E31,, | 67318200052 | BOOTS,BOOTS (HV),BOOTS-1081,MCSG,LSVN-446-60,RED BROWN COLOUR,SEOUL DIPPING | ea
847 | VB2 | A60400031 | BOOTS (HV),BOOTS-1085,LSVN-466-50,24kV,RED BROWN | M10 | ea | 8 | M10,, | 67318200037 | BOOTS,BOOTS (HV),BOOTS-1085,LSVN-466-50,24kV,RED BROWN | ea
848 | VB2 | A60400062 | BOOTS (HV),BOOTS-1091,LSVN-497-50,24kV,RED BROWN | E31 | ea | 6 | E31,, | 67318200039 | BOOTS,BOOTS (HV),BOOTS-1091,LSVN-497-50,24kV | ea
849 | VB2 | A60400193 | BOOTS (HV),BOOTS-1107,LSVN-593-50,24kV,RED BROWN | M10 | ea | 4 | M10,, | 67318200042 | BOOTS,BOOTS (HV),BOOTS-1107,LSVN-593-50,24kV,RED BROWN | ea
850 | VB2 | A60400282 | BOOTS (HV),MS-BOOTS-1015,LSVN-MS-80-30/RED BROWN,MASCON/SEOUL DIPPING | M10 | ea | 3 | M10,, | 67318200045 | BOOTS,BOOTS (HV),MS-BOOTS-1015,LSVN-MS-80-30/RED BROWN,MASCON/SEOUL DIPPING | ea
851 | VB2 | A60400288 | BOOTS (HV),BOOTS-1121,MCSG-24KV,LSVN-675-40,RED BROWN,SEOUL DIPPING | M10 | ea | 161 | M10,, | 67318200046 | BOOTS,BOOTS (HV),BOOTS-1121,MCSG-24KV,LSVN-675-40,RED BROWN,SEOUL DIPPING | ea
852 | VB2 | A60400346 | BOOTS (HV),BOOTS-1065,MCSG-24KV,LSVN-352-50,1C-150SQ,RED BROWN | E31 | ea | 3 | E31,, | 67318200048 | BOOTS,BOOTS (HV),BOOTS-1065,MCSG-24KV,LSVN-352-50,1C-150SQ,RED BROWN | ea
853 | VB2 | A60400360 | BOOTS (HV),MS-BOOTS-1017,LSVN-MS-88-40,RED BROWN,MASCON/SEOUL DIPPING | E31 | ea | 24 | E31,, | 67318200049 | BOOTS,BOOTS (HV),MS-BOOTS-1017,LSVN-MS-88-40,RED BROWN,MASCON/SEOUL DIPPING | ea
854 | VB2 | A60400360 | BOOTS (HV),MS-BOOTS-1017,LSVN-MS-88-40,RED BROWN,MASCON/SEOUL DIPPING | M10 | ea | 9 | M10,, | 67318200049 | BOOTS,BOOTS (HV),MS-BOOTS-1017,LSVN-MS-88-40,RED BROWN,MASCON/SEOUL DIPPING | ea
855 | VB2 | A60400361 | BOOTS (HV),MS-BOOTS-1018,LSVN-MS-89-30,RED BROWN,MASCON/SEOUL DIPPING | E31 | ea | 15 | E31,, | 67318200050 | BOOTS,BOOTS (HV),MS-BOOTS-1018,LSVN-MS-89-30,RED BROWN,MASCON/SEOUL DIPPING | ea
856 | VB2 | A60400361 | BOOTS (HV),MS-BOOTS-1018,LSVN-MS-89-30,RED BROWN,MASCON/SEOUL DIPPING | M10 | ea | 21 | M10,, | 67318200050 | BOOTS,BOOTS (HV),MS-BOOTS-1018,LSVN-MS-89-30,RED BROWN,MASCON/SEOUL DIPPING | ea
857 | VB2 | A60400417 | BOOTS (HV),BOOTS-1139,MCSG,LSVN-786-50,RED BROWN,SEOUL DIPPING | M10 | ea | 3 | M10,, | 67318200054 | BOOTS,BOOTS (HV),BOOTS-1139,MCSG_LSVN-786-50,RED BROWN,SEOUL DIPPING | ea
858 | VB2 | A60500352 | BOOTS (LV),BOOTS-MCC-009,LSVN-SMCC-0052,BLACK COLOUR,SEOUL DIPPING/KOREA | M10 | ea | 4 | M10,, | 67318200105 | BOOTS,BOOTS (LV),BOOTS-MCC-009,LSVN-SMCC-0052,BLACK COLOUR,SEOUL DIPPING/KOREA | ea
859 | VB2 | A60500353 | BOOTS (LV),BOOTS-MCC-009,LSVN-SMCC-0053,BLACK COLOUR,SEOUL DIPPING/KOREA | M10 | ea | 4 | M10,, | 67318200106 | BOOTS,BOOTS (LV),BOOTS-MCC-009,LSVN-SMCC-0053,BLACK COLOUR,SEOUL DIPPING/KOREA | ea
860 | VB2 | A60500529 | BOOTS (LV),BOOTS-LV-081,LSVN-LV-0453,BLACK COLOUR,SEOUL DIPPING | M10 | ea | 1 | M10,, | 67318200109 | BOOTS,BOOTS (LV),BOOTS-LV-081,LSVN-LV-0453,BLACK COLOUR,SEOUL DIPPING | ea
861 | VB2 | A60500722 | BOOTS (LV),BOOTS-LV-157,LSVN-LV-0894,0.4 KV,BLACK COLOUR,SEOUL DIPPING/KOREA | M10 | ea | 13 | M10,, | 67318200121 | BOOTS,BOOTS (LV),BOOTS-LV-157,LSVN-LV-0894,0.4 KV,BLACK COLOUR,SEOUL DIPPING/KOREA | ea
862 | VB2 | A60500135 | BOOTS (LV),BOOTS-MCC-001,LSVN-SMCC-0005,BLACK COLOUR | E31 | ea | 44 | E31,, | 67318200097 | BOOTS,BOOTS (LV),BOOTS-MCC-001,LSVN-SMCC-0005,BLACK COLOUR | ea
863 | VB2 | A60500139 | BOOTS (LV),BOOTS-MCC-002,LSVN-SMCC-0009,BLACK COLOUR | E31 | ea | 88 | E31,, | 67318200098 | BOOTS,BOOTS (LV),BOOTS-MCC-002,LSVN-SMCC-0009,BLACK COLOUR | ea
864 | VB2 | A60500139 | BOOTS (LV),BOOTS-MCC-002,LSVN-SMCC-0009,BLACK COLOUR | M10 | ea | 5 | M10,, | 67318200098 | BOOTS,BOOTS (LV),BOOTS-MCC-002,LSVN-SMCC-0009,BLACK COLOUR | ea
865 | VB2 | A60500141 | BOOTS (LV),BOOTS-MCC-002,LSVN-SMCC-0011,BLACK COLOUR | E31 | ea | 40 | E31,, | 67318200099 | BOOTS,BOOTS (LV),BOOTS-MCC-002,LSVN-SMCC-0011,BLACK COLOUR | ea
866 | VB2 | A60500237 | BOOTS (LV),BOOTS-MCC-006,LSVN-SMCC-0032,BLACK COLOUR | M10 | ea | 4 | M10,, | 67318200103 | BOOTS,BOOTS (LV),BOOTS-MCC-006,LSVN-SMCC-0032,BLACK COLOUR | ea
867 | VB2 | A60500437 | BOOTS (LV),BOOTS-MCC-010,LSVN-SMCC-0058,BLACK COLOUR,SEOUL DIPPING/KOREA | M10 | ea | 64 | M10,, | 67318200107 | BOOTS,BOOTS (LV),BOOTS-MCC-010,LSVN-SMCC-0058,BLACK COLOUR,SEOUL DIPPING/KOREA | ea
868 | VB2 | A60500507 | BOOTS (LV),BOOTS-LV-127,LSVN-LV-0717,0.4 KV,1C-300SQ,BLACK COLOUR,SEOUL DIPPING/KOREA | M10 | ea | 2 | M10,, | 67318200108 | BOOTS,BOOTS (LV),BOOTS-LV-127,LSVN-LV-0717,0.4 kV_1C-300SQ,BLACK COLOUR | ea
869 | VB2 | A60500571 | BOOTS (LV),BOOTS-LV-136,LSVN-LV-0770,0.4 KV,BLACK COLOUR,SEOUL DIPPING/KOREA | M10 | ea | 6 | M10,, | 67318200110 | BOOTS,BOOTS (LV),BOOTS-LV-136,LSVN-LV-0770,0.4 KV,BLACK COLOUR,SEOUL DIPPING/KOREA | ea
870 | VB2 | A60400749 | BOOTS (HV),BOOTS-1187,LSVN-1068-75,24KV,RED BROWN COLOUR,SEOUL DIPPING/KOREA | E31 | ea | 6 | E31,, | 67318200060 | BOOTS,BOOTS (HV),BOOTS-1187,LSVN-1068-75,24kV,RED BROWN COLOUR,SEOUL DIPPING/KOREA | ea
871 | VB2 | A60400754 | BOOTS (HV),BOOTS-1187,LSVN-1073-75,24KV,RED BROWN COLOUR,SEOUL DIPPING/KOREA | E31 | ea | 3 | E31,, | 67318200061 | BOOTS,BOOTS (HV),BOOTS-1187,LSVN-1073-75,24kV,RED BROWN COLOUR,SEOUL DIPPING/KOREA | ea
872 | VB2 | A60400767 | BOOTS (HV),BOOTS-1190,LSVN-1088-75,24KV,2C-500SQ,RED BROWN COLOUR,SEOUL DIPPING/KOREA | M10 | ea | 12 | M10,, | 67318200063 | BOOTS,BOOTS (HV),BOOTS-1190,LSVN-1088-75,24kV_2C-500SQ,RED BROWN COLOUR | ea
873 | VB2 | A60400785 | BOOTS (HV),BOOTS-1185,LSVN-1057-50,24KV,RED BROWN COLOUR,SEOUL DIPPING/KOREA | E31 | ea | 4 | E31,, | 67318200065 | BOOTS,BOOTS (HV),BOOTS-1185,LSVN-1057-50,24kV,RED BROWN COLOUR,SEOUL DIPPING/KOREA | ea
874 | VB2 | A60400835 | BOOTS (HV),MS-BOOTS-1019,LSVN-MS-100-30,MASCON,RED BROWN COLOUR,VIJAYA SAI/VN | M10 | ea | 3 | M10,, | 67318200068 | BOOTS,BOOTS (HV),MS-BOOTS-1019,LSVN-MS-100-30,MASCON,RED BROWN COLOUR,VIJAYA SAI/VN | ea
875 | VB2 | A60400926 | BOOTS (HV),BOOTS-1113,LSVN-632-60,24KV,RED BROWN COLOUR,SEOUL DIPPING/KOREA | E31 | ea | 1 | E31,, | 67318200074 | BOOTS,BOOTS (HV),BOOTS-1113,LSVN-632-60,24kV,RED BROWN COLOUR,SEOUL DIPPING/KOREA | ea
876 | VB2 | A60400942 | BOOTS (HV),BOOTS-1215,MCSG-24KV,LSEVN-1236-75,RED BROWN COLOUR,SEOUL DIPPING/KOREA | M10 | ea | 6 | M10,, | 67318200076 | BOOTS,BOOTS (HV),BOOTS-1215,MCSG_LSEVN-1236-75,24kV,RED BROWN COLOUR,SEOUL DIPPING/KOREA | ea
877 | VB2 | A60400943 | BOOTS (HV),BOOTS-1215,MCSG-24KV,LSEVN-1237-75,RED BROWN COLOUR,SEOUL DIPPING/KOREA | M10 | ea | 6 | M10,, | 67318200077 | BOOTS,BOOTS (HV),BOOTS-1215,MCSG_LSEVN-1237-75,24kV,RED BROWN COLOUR,SEOUL DIPPING/KOREA | ea
878 | VB2 | A60500001 | BOOTS (LV),BOOTS-LV-047,LSVN-LV-0262,0.4 KV,BLACK COLOUR | M10 | ea | 2 | M10,, | 67318200096 | BOOTS,BOOTS (LV),BOOTS-LV-047,LSVN-LV-0262,0.4 KV,BLACK COLOUR | ea
879 | VB2 | A60500142 | BOOTS (LV),BOOTS-MCC-002,LSVN-SMCC-0012,BLACK COLOUR | E31 | ea | 56 | E31,, | 67318200100 | BOOTS,BOOTS (LV),BOOTS-MCC-002,LSVN-SMCC-0012,BLACK COLOUR | ea
880 | VB2 | A60500155 | BOOTS (LV),BOOTS-LV-072,LSVN-LV-0403,0.4 KV,BLACK COLOUR | M10 | ea | 4 | M10,, | 67318200101 | BOOTS,BOOTS (LV),BOOTS-LV-072,LSVN-LV-0403,0.4 KV,BLACK COLOUR | ea
881 | VB2 | A60500241 | BOOTS (LV),BOOTS-LV-085,LSVN-LV-0475,0.4 KV,BLACK COLOUR | M10 | ea | 18 | M10,, | 67318200104 | BOOTS,BOOTS (LV),BOOTS-LV-085,LSVN-LV-0475,0.4 KV,BLACK COLOUR | ea
882 | VB2 | A60400732 | BOOTS (HV),BOOTS-1184,MCSG,LSVN-1052-50,RED BROWN COLOUR,SEOUL DIPPING/KOREA | E31 | ea | 6 | E31,, | 67318200059 | BOOTS,BOOTS (HV),BOOTS-1184,MCSG_LSVN-1052-50,RED BROWN COLOUR,SEOUL DIPPING/KOREA | ea
883 | VB2 | A60400759 | BOOTS (HV),BOOTS-1188,LSVN-1078-75,24KV,RED BROWN COLOUR,SEOUL DIPPING/KOREA | E31 | ea | 2 | E31,, | 67318200062 | BOOTS,BOOTS (HV),BOOTS-1188,LSVN-1078-75,24kV,RED BROWN COLOUR,SEOUL DIPPING/KOREA | ea
884 | VB2 | A60400759 | BOOTS (HV),BOOTS-1188,LSVN-1078-75,24KV,RED BROWN COLOUR,SEOUL DIPPING/KOREA | M10 | ea | 4 | M10,, | 67318200062 | BOOTS,BOOTS (HV),BOOTS-1188,LSVN-1078-75,24kV,RED BROWN COLOUR,SEOUL DIPPING/KOREA | ea
885 | VB2 | A60400830 | BOOTS (HV),MS-BOOTS-1019,LSVN-MS-99-40,MASCON,RED BROWN COLOUR,VIJAYA SAI/VN | M10 | ea | 9 | M10,, | 67318200067 | BOOTS,BOOTS (HV),MS-BOOTS-1019,LSVN-MS-99-40,MASCON,RED BROWN COLOUR,VIJAYA SAI/VN | ea
886 | VB2 | A76800017 | TERMINAL ASS'Y,TERMINAL ASSY,Terminal Weld 630A,PSMS20305VN,(1 set = 4 ea) | M10 | set | 1 | M10,, | 62678200004 | TERMINAL ASS'Y,Terminal Weld 630A,(1 set = 4 ea),PSMS20305VN | set
887 | VB2 | A80600061 | PAINTS,RAL 7032,AkzoNobel,Power Coating:EL105K,Semi Glossy,KOREA | M10 | kg | 19 | M10,, | NA | #N/A | #N/A
888 | VB2 | A78800030 | FLEXIBLE BUSBAR,LSVN-F029,F-BUSBAR-005,korea | E31 | ea | 11 | E31,, | 70568200016 | FLEXIBLE BUSBAR,LSVN-F029,F-BUSBAR- 005,KOREA | ea
889 | VB2 | A78800030 | FLEXIBLE BUSBAR,LSVN-F029,F-BUSBAR-005,korea | M10 | ea | 72 | M10,, | 70568200016 | FLEXIBLE BUSBAR,LSVN-F029,F-BUSBAR- 005,KOREA | ea
890 | VB2 | A78800031 | FLEXIBLE BUSBAR,LSVN-F030,F-BUSBAR-005,korea | M10 | ea | 19 | M10,, | 70568200017 | FLEXIBLE BUSBAR,LSVN-F030,F-BUSBAR- 005,KOREA | ea
891 | VB2 | A78800161 | FLEXIBLE BUSBAR,LSVN-F155,korea | E31 | ea | 9 | E31,, | 70568200018 | FLEXIBLE BUSBAR,LSVN- F155,KOREA | ea
892 | VB2 | A78800186 | FLEXIBLE BUSBAR,LSVN-F180,korea | E31 | ea | 8 | E31,, | 70568200019 | FLEXIBLE BUSBAR,LSVN- F180,KOREA | ea
893 | VB2 | A78800202 | FLEXIBLE BUSBAR,LSVN-F196,korea | M10 | ea | 20 | M10,, | 70568200020 | FLEXIBLE BUSBAR,LSVN- F196,KOREA | ea
894 | VB2 | A78800306 | FLEXIBLE BUSBAR,LSVN-F054,LSVN-F300,KOREAN | E31 | ea | 32 | E31,, | 70568200010 | FLEXIBLE BUSBAR,LSVN-F054,LSVN -F300,KOREAN | ea
895 | VB2 | A76800006 | TERMINAL ASS'Y,TERMINAL ASSY,BUSHING,24KV 25KA 630/1250A D35(VL-H TYPE),K-DWG NUMBER:62673172712/KOREA | E31 | ea | 5 | E31,, | 62673100001 | TERMINAL ASS'Y,BUSHING,24KV 25KA 630/1250A D35(VL-H TYPE),K-DWG NUMBER: 62673172712/KOREA | ea
896 | VB2 | A76800006 | TERMINAL ASS'Y,TERMINAL ASSY,BUSHING,24KV 25KA 630/1250A D35(VL-H TYPE),K-DWG NUMBER:62673172712/KOREA | M10 | ea | 12 | M10,, | 62673100001 | TERMINAL ASS'Y,BUSHING,24KV 25KA 630/1250A D35(VL-H TYPE),K-DWG NUMBER: 62673172712/KOREA | ea
897 | VB2 | A74200039 | ROD BAR,ROD,333542,FLAT ROD 1_11,SUSOL MCC, K CODE 59514112005, MESAN(DOA TEC), KOREA | E31 | ea | 2 | E31,, | NA | #N/A | #N/A
898 | VB2 | A74200039 | ROD BAR,ROD,333542,FLAT ROD 1_11,SUSOL MCC, K CODE 59514112005, MESAN(DOA TEC), KOREA | M10 | ea | 4 | M10,, | NA | #N/A | #N/A
899 | VB2 | A74200040 | ROD BAR,ROD,9783,FLAT GUIDE LY,ROD BAR BUIDE ASSY,SUSOL MCC, K CODE 59514112006, MESAN(DOA TEC), KOREA | E31 | ea | 260 | E31,, | NA | #N/A | #N/A
900 | VB2 | A74200040 | ROD BAR,ROD,9783,FLAT GUIDE LY,ROD BAR BUIDE ASSY,SUSOL MCC, K CODE 59514112006, MESAN(DOA TEC), KOREA | M10 | ea | 91 | M10,, | NA | #N/A | #N/A
901 | VB2 | A78800378 | FLEXIBLE BUSBAR,LSVN-F368,F-BUSBAR-065,KOREAN | E31 | ea | 18 | E31,, | 70568200012 | FLEXIBLE BUSBAR,LSVN-F368,F-BUSBAR- 065,KOREAN | ea
902 | VB2 | A75300017 | SHUTTER ASS'Y,SHUTTER ASSY,VL-20H25B06,K-DWG NUMBER: W44295575A | M10 | set | 2 | M10,, | 61078200012 | SHUTTER ASS'Y,VL-20H25B06,K-DWG NUMBER: W44295575A | set
903 | VB2 | A78800396 | FLEXIBLE BUSBAR,LSVN-F385,F-BUSBAR-068,KOREAN | E31 | ea | 1 | E31,, | 70568200013 | FLEXIBLE BUSBAR,LSVN-F385,F-BUSBAR- 068,KOREAN | ea
904 | VB2 | A78800397 | FLEXIBLE BUSBAR,LSVN-F386,F-BUSBAR-068,KOREAN | E31 | ea | 2 | E31,, | 70568200014 | FLEXIBLE BUSBAR,LSVN-F386,F-BUSBAR- 068,KOREAN | ea
905 | VB2 | A78800399 | FLEXIBLE BUSBAR,F-BUSBAR-069,LSVN-F388,KOREA | M10 | ea | 12 | M10,, | 70568200015 | FLEXIBLE BUSBAR,LSVN-F388,F-BUSBAR-069,KOREA | ea
906 | VB2 | A76300076 | SUPPORTER(MECH),CABLE SUPPORT,LBS PANEL(L=894) BAKELITE,S44039326-#2,VN | M10 | ea | 2 | M10,, | 62418200002 | SUPPORTER(MECH),CABLE SUPPORT,LBS PANEL(L=894) BAKELITE,S44039326- #2,VIET NAM | ea
907 | VB2 | A78800340 | FLEXIBLE BUSBAR,LSVN-F329,F-BUSBAR-059,korea | E31 | ea | 12 | E31,, | 70568200022 | FLEXIBLE BUSBAR,LSVN-F329,F-BUSBAR- 059,KOREA | ea
908 | VB2 | A92430043 | IT MATERIAL CONSUMPTION,PC/2-RJ45-1.5(CAT.6E)-PUR,RJ45 CABLE 4X2XAWG23, 1.5M,SMICO/CHINA | M10 | ea | 30 | M10,, | NA | #N/A | #N/A
909 | VB2 | A95400955 | OUT-SERVICE,Cable box of DB panels, L252A120 | M10 | lot | 1 | M10,, | #N/A | #N/A | #N/A
910 | VB2 | A32610012 | T/B ASS'Y,PROTECTION COVER,YS2AC2-1,PVC.COVER,L= 1m,FOR YSAT020,YONGSUNG/KOREA | E31 | ea | 39 | E31,, | 11020000032 | T/B ASS'Y,PROTECTION COVER,YS2AC2-1 (2 STAGE FOR TB YS2AT020 2 LAYERS/L=1m WHITE COLOR),YONGSUNG/KOREA | ea
911 | VB2 | A32610012 | T/B ASS'Y,PROTECTION COVER,YS2AC2-1,PVC.COVER,L= 1m,FOR YSAT020,YONGSUNG/KOREA | M10 | ea | 17.5 | M10,, | 11020000032 | T/B ASS'Y,PROTECTION COVER,YS2AC2-1 (2 STAGE FOR TB YS2AT020 2 LAYERS/L=1m WHITE COLOR),YONGSUNG/KOREA | ea
912 | VB2 | A32610009 | T/B ASS'Y,STOPPER,YSAP-1,CARBON STEEL,YONGSUNG/KOREA | E31 | ea | 4719 | E31,, | 11020000006 | T/B ASS'Y,STOPPER,YSAP-1 CARBON STEEL,YONGSUNG/KOREA | ea
913 | VB2 | A40800003 | VCS PART,TOTAL ACCESSORIES,FUSE CHECKER,FOR FUSE SIBA,REFER ATTACHED FILE,LSIS/KOREA | M10 | ea | 8 | M10,, | NA | #N/A | #N/A
914 | VB2 | A32610020 | T/B ASS'Y,SEPARATOR,YSAS-1,15A ~ 25A,1 STAGE,YONGSUNG/KOREA | A12 | ea | 9 | A12,, | 11020000002 | T/B ASS'Y,SEPARATOR,YSAS-1 (1 STAGE FOR YSAT015 &YSAT025/15A-25A),YONGSUNG/KOREA | ea
915 | VB2 | A32610020 | T/B ASS'Y,SEPARATOR,YSAS-1,15A ~ 25A,1 STAGE,YONGSUNG/KOREA | E31 | ea | 2308 | E31,, | 11020000002 | T/B ASS'Y,SEPARATOR,YSAS-1 (1 STAGE FOR YSAT015 &YSAT025/15A-25A),YONGSUNG/KOREA | ea
916 | VB2 | A19300052 | LATCH RELAY,YSC20LR-2801110DEB,TRIP COIL:110Vdc,AUX.CONTACT:8a8b,WITH RESET MANUAL,FLUSH MOUNTING,NAMEPLATE: TRIP-RESET,O HANDLE TYPE,YONGSUNG/KOREA. | M10 | ea | 2 | M10,, | 14910000075 | LATCH RELAY,YSC20LR-2801110DEB,TRIP COIL:110Vdc,AUX.CONTACT:8a8b,WITH RESET MANUAL,FLUSH MOUNTING,NAMEPLATE: TRIP-RESET,O HANDLE TYPE,YONGSUNG/KOREA | ea
917 | VB2 | A32610013 | T/B ASS'Y,PROTECTION COVER,YS2AC1-1,PVC.COVER,L= 1m,FOR YSAT020,YONGSUNG/KOREA | E31 | ea | 1 | E31,, | 11020000008 | T/B ASS'Y,PROTECTION COVER,YS2AC1-1 (1 STAGE FOR TB YS2AT020 2 LAYERS/L=1m WHITE COLOR),YONGSUNG/KOREA | ea
918 | VB2 | A38200026 | FL,LED TUBE LIGHT,MODEL:VNTLED30CM-S,POWER: AC165~265V,4W,50/60 Hz,The light: white color,COLOR TEMPERATURE:6500k,aluminum cover,VIET NHAT/VIET NAM. | M20 | ea | 433 | M20,, | 06010000167 | FL,LED TUBE LIGHT,MODEL:VNTLED30CM-S,POWER: AC165-265V,50/60Hz,4W,ALUMINUM COVER,THE LIGHT: WHITE COLOR,COLOR TEMPERATURE:6500k,VIET NHAT/VIET NAM | ea
919 | VB2 | A38300031 | FUSE PART,FUSE HOLDER,OMG-FS32X,690V,32A,OMEGA/VN. | M10 | ea | 5 | M10,, | 06060000345 | FUSE PART,FUSE HOLDER,OMG-FS32X,690V,32A,OMEGA/VN | ea
920 | VB2 | A38600009 | HOUSING,HOUSING CONNECTORS 250,2P,JEONO /KOREA. | M20 | set | 3179 | M20,, | 06210000282 | HOUSING,HOUSING CONNECTORS 250,2P,JEONO/KOREA | ea
921 | VB2 | A38600010 | HOUSING,HOUSING CONNECTORS 250-2PT,2P,JEONO /KOREA. | M20 | set | 3198 | M20,, | 06210000283 | HOUSING,HOUSING CONNECTORS 250-2PT,2P,JEONO/KOREA | ea
922 | VB2 | A38600023 | HOUSING,HOUSING CONNECTOR,Female(H10A-BK-1L+HA-010-F)+Male(H10A-SE-2B-PG21+HA-010-M)+PG21/AD28.5,PIDIS/CHINA. | M10 | set | 2 | M10,, | 06210000284 | HOUSING,HOUSING CONNECTOR,Female(H10A-BK-1L+HA-010-F)+Male(H10A-SE-2B-PG21+HA-010-M)+PG21/AD28.5,PIDIS/CHINA | ea
923 | VB2 | A38900015 | INSULATION CAP,BOLT CAP M10,RED BROWN,VJBC-M10,VIJAYA SAI/VN | M20 | ea | 284 | M20,, | 06360000110 | INSULATION CAP,BOLT CAP M10,RED BROWN,VJBC- M10,VIJAYA SAI/VN | ea
924 | VB2 | A38900017 | INSULATION CAP,BOLT CAP M10,BLACK,VJBC-M10,VIJAYA SAI/VN | M20 | ea | 2576 | M20,, | 06360000112 | INSULATION CAP,BOLT CAP M10,BLACK,VJBC- M10,VIJAYA SAI/VN | ea
925 | VB2 | A38900020 | INSULATION CAP,BOLT CAP M8,RED BROWN,VJBC-M8,VIJAYA SAI/VN | M10 | ea | 122 | M10,, | 06360000114 | INSULATION CAP,BOLT CAP M8,RED BROWN,VJBC- M8,VIJAYA SAI/VN | ea
926 | VB2 | A38900021 | INSULATION CAP,BOLT CAP M10 LONG CAP,BLACK,VJBC-M10 L,VIJAYA SAI/VN | M10 | ea | 319 | M10,, | 06360000115 | INSULATION CAP,BOLT CAP M10 LONG CAP,BLACK,VJBC- M10 L,VIJAYA SAI/VN | ea
927 | VB2 | A39300070 | MCCB PART,Extended rotary handle EH250-L,ABH250c,L-TYPE,LSIS/KOREA | M10 | ea | 18 | M10,, | 83111187025 | HANDLE(ACCE),EH250-L,ABH250c | ea
928 | VB2 | A39600467 | POWER CAPACITOR,ENU-402107S,3 PHASE,400VAC,100μF,50Hz,NUINTEK/KOREA. | M10 | ea | 1 | M10,, | 05710003074 | POWER CAPACITOR,ENU-402107S,3P,400VAC,50Hz,100μF,NUINTEK/KOREA | ea
929 | VB2 | A39600468 | POWER CAPACITOR,ENU-402157S,3 PHASE,400VAC,150μF,50Hz,NUINTEK/KOREA. | M10 | ea | 1 | M10,, | 05710003075 | POWER CAPACITOR,ENU-402157S,3P,400VAC,50Hz,150μF,NUINTEK/KOREA | ea
930 | VB2 | A39600608 | POWER CAPACITOR,ENU-40240KDS,3 PHASE,400VAC,40kVAr,50Hz,NUINTEK/KOREA. | M10 | ea | 1 | M10,, | 05710003077 | POWER CAPACITOR,ENU-40240KDS,3P,400VAC,50Hz,40kVAr,NUINTEK/KOREA | ea
931 | VB2 | A40100034 | SPACE HEATER,CYSH-AL 60W,60W,AC220V,W40xL150xH37,CYMAX/KOREA. | M10 | ea | 124 | M10,, | 07117115148 | SPACE HEATER,CYSH-AL 60W,AC220V,60W,W40xL150xH37,CYMAX/KOREA | ea
932 | VB2 | A40100036 | SPACE HEATER,SH-100WC,100W,AC200~240V,50/60Hz,W/COVER & LED INDICATOR,HIVERO/VIETNAM | M10 | ea | 4 | M10,, | 07117115138 | SPACE HEATER,SH-100WC,AC100-240V/DC110V,100W,50/60Hz,W/COVER & LED INDICATOR,HIVERO/VIETNAM | ea
933 | VB2 | A40500034 | THERMO START,CYMAX 90°,ADJ TEMP:0°~90°C,SENSOR ON THE SIDE,CYMAX/KOREA | M10 | ea | 135 | M10,, | 07410000179 | THERMO STAT,CYMAX 90°,ADJ TEMP:0°~90°C,AC250V 16A,SENSOR ON THE SIDE,CYMAX/KOREA | ea
934 | VB2 | A40600177 | TIMER,MUL.FUNC,H3CR-A8 100-240AC/100-125DC,SUPPLY VOL:AC100~240V/DC100~125V,50/60Hz,TIME RANGE:0.05S~300H,TIME SELECTOR:1.2/3/12/30,TIME DELAY 2C,8-PIN,4 MUL.MODE,W/SOCKET P2CF-08-E,OMRON | M10 | ea | 25 | M10,, | NA | #N/A | #N/A
935 | VB2 | A40600178 | TIMER,MUL.FUNC,H3CR-A8 24-48AC/12-48DC,SUPPLY VOL:AC24~48V/DC12~48V,50/60Hz,TIME RANGE:0.05S~300H,TIME SELECTOR:1.2/3/12/30,TIME DELAY 2C,8-PIN,4 MUL.MODE,W/SOCKET P2CF-08-E,OMRON | M10 | ea | 10 | M10,, | #N/A | #N/A | #N/A
936 | VB2 | A40600187 | TIMER,OFF DELAY WITHOUT AUX.VOLTAGE,H3CR-H8L 100-120AC S,SUPPLY VOL:AC100~120V,50/60Hz,TIME RANGE:0.05S~12S,TIME SELECTOR:0.6/1.2/6/12S,TIME DELAY 2C,8-PIN,W/SOCKET P2CF-08-E,OMRON | M10 | ea | 20 | M10,, | #N/A | #N/A | #N/A
937 | VB2 | A73600116 | PLATE,PLATE ASSY,COVER WELD L2,02,GRMU LLFL, 58423568137A, VIET NAM | M10 | ea | 1 | M10,, | 5842VR62227 | PLATE ASS'Y,COVER WELD L2 2,GRMU LLFL, 58423568137A VIETNAM | ea
938 | VB2 | A73600117 | PLATE,PLATE ASSY,COVER WELD F,02,GRMU LLFL, 58423568138A, VIET NAM | M10 | ea | 2 | M10,, | 5842VR62228 | PLATE ASS'Y,COVER WELD F 2,GRMU LLFL, 58423568138A VIETNAM | ea
939 | VB2 | A73600118 | PLATE,PLATE ASSY,COVER WELD R,02,GRMU LLFL, 58423568139A, VIET NAM | M10 | ea | 4 | M10,, | 5842VR62229 | PLATE ASS'Y,COVER WELD R 2,GRMU LLFL, 58423568139A VIETNAM | ea
940 | VB2 | A73600119 | PLATE,PLATE, FRONT COVER SR, GRMU LLFL, 58413568031A, VIET NAM | M10 | ea | 1 | M10,, | 5841VR62199 | PLATE,FRONT COVER SR,GRMU LLFL,58413568031A, VIET NAM | ea
941 | VB2 | A73600128 | PLATE,PLATE ASSY,FRONT COVER SUB, DS,GRMU C, 58423564011A, VIET NAM | M10 | ea | 1 | M10,, | 5842VR62233 | PLATE ASS'Y,FRONT COVER SUB,DS,GRMU C, 58423564011A VIETNAM | ea
942 | VB2 | A73600131 | PLATE,PLATE ASSY,COVER WELD L,GRMU LFFL, 58423568055A, VIET NAM | M10 | ea | 3 | M10,, | 5842VR62234 | PLATE ASS'Y,COVER WELD L,GRMU LFFL, 58423568055A VIETNAM | ea
943 | VB2 | A73600132 | PLATE,PLATE ASSY,FUSE COVER WELD L,GRMU LFFL, 58423568050A, VIET NAM | M10 | ea | 5 | M10,, | 5842VR62235 | PLATE ASS'Y,FUSE COVER WELD L,GRMU LFFL, 58423568050A VIETNAM | ea
944 | VB2 | A73600133 | PLATE,PLATE ASSY,FUSE COVER WELD R,GRMU LFFL, 58423568051A, VIET NAM | M10 | ea | 5 | M10,, | 5842VR62236 | PLATE ASS'Y,FUSE COVER WELD R,GRMU LFFL, 58423568051A VIETNAM | ea
945 | VB2 | A73600135 | PLATE,PLATE, FRONT COVER SL, GRMU LFFL, 58423568106A, VIET NAM | M10 | ea | 3 | M10,, | 5841VR62200 | PLATE,FRONT COVER SL,GRMU LFFL,58423568106A, VIET NAM | ea
946 | VB2 | A73600175 | PLATE,PLATE ASSY,FRONT COVER, CB,GRMU C(WITH LV BOX), 58423564012A,SEOJIN/VIETNAM | M10 | ea | 8 | M10,, | 5842VR62237 | PLATE ASS'Y,FRONT COVER,CB,GRMU C (WITH LV BOX), 58423564012A SEOJIN/VIETNAM | ea
947 | VB2 | A73600186 | PLATE,PLATE ASSY,COVER WELD L,GRMU LF, 58423568085A,SEOJIN/VIETNAM | M10 | ea | 2 | M10,, | #N/A | #N/A | #N/A
948 | VB2 | A73600187 | PLATE,PLATE ASSY,COVER WELD F,GRMU LF, 58423568086A,SEOJIN/VIETNAM | M10 | ea | 4 | M10,, | #N/A | #N/A | #N/A
949 | VB2 | A70700033 | GUIDE,DOOR GUIDE,MCSG Panel,PSMS40191,NAM PHONG/VIETNAM | M10 | ea | 150 | M10,, | 55118200004 | GUIDE,DOOR GUIDE,MCSG Panel,PSMS40191,NAM PHONG/VIET NAM | ea
950 | VB2 | A70700034 | GUIDE,GUIDE PIN,S-MCC,W44187762-P2,NAM PHONG/VIETNAM | M10 | ea | 53 | M10,, | 55118200005 | GUIDE,GUIDE PIN,S-MCC,W44187762-P2,NAM PHONG/VIET NAM | ea
951 | VB2 | A73600191 | PLATE,PLATE ASSY,FRONT TOP COVER WELD LV ,GRMU F(WITH LV BOX), 58423563012B,SEOJIN/VIETNAM | M10 | ea | 14 | M10,, | 5842VR62266 | PLATE ASS'Y,FRONT TOP COVER WELD LV,GRMU F(WITH LV BOX),58423563012B SEOJIN/VIETNAM | ea
952 | VB2 | A73600204 | PLATE,PLATE ASSY,FRONT COVER SUB,DS,GRMU LCCL, DRAWING 58423569027A,VIET NAM | M10 | ea | 3 | M10,, | 5842VR62245 | PLATE ASS'Y,FRONT COVER SUB,DS,GRMU LCCL,58423569027A VIETNAM | ea
953 | VB2 | A73600205 | PLATE,PLATE ASSY, FRONT COVER,BR,LBS,GRMU LCCL, DRAWING 58423569054A,VIET NAM | M10 | ea | 5 | M10,, | 5842VR62246 | PLATE ASS'Y,FRONT COVER,BR LBS,GRMU LCCL,58423569054A VIETNAM | ea
954 | VB2 | A73600206 | PLATE,PLATE ASSY,FRONT COVER,UL,RE,GRMU LCL, 58423569229A,VIET NAM | M10 | ea | 9 | M10,, | 5842VR62247 | PLATE ASS'Y,FRONT COVER,UL RE,GRMU LCL, 58423569229A VIETNAM | ea
955 | VB2 | A73600209 | PLATE,PLATE ASSY,FRONT COVER,DL,RE,GRMU LCL, 58423569227A,VIET NAM | M10 | ea | 5 | M10,, | 5842VR62248 | PLATE ASS'Y,FRONT COVER,DL RE,GRMU LCL, 58423569227A VIETNAM | ea
956 | VB2 | A71500003 | INTERLOCK,INT LINK 01,S44300685 | M10 | ea | 1 | M10,, | 56114100001 | INTERLOCK,INT LINK 01,S44300685_ | ea
957 | VB2 | A91200058 | STICKER,30PI WITH LETTER INSIDE-N (BLACK) | M10 | ea | 340 | M10,, | 79668200118 | STICKER,30PI WITH LETTER INSIDE-N (BLACK) | ea
958 | VB2 | A83200345 | TUBE,Thin Wall Tube (Up to 3.3KV),GSC,16/8,GREEN,GALA/INDIA | M10 | m | 283 | M10,, | NA | #N/A | #N/A
959 | VB2 | A83200349 | TUBE,Thin Wall Tube (Up to 3.3KV),GSC,70/35,GREEN,GALA/INDIA | M10 | m | 500 | M10,, | NA | #N/A | #N/A
960 | VB2 | A83200351 | TUBE,Thin Wall Tube (Up to 3.3KV),GSC,70/35,BROWN,GALA/INDIA | M10 | m | 57.5 | M10,, | NA | #N/A | #N/A
961 | VB2 | A83200364 | TUBE,Thin Wall Tube (Up to 3.3KV),GSC,20/10,BROWN,GALA/INDIA | M10 | m | 302 | M10,, | NA | #N/A | #N/A
962 | VB2 | A83200365 | TUBE,Thin Wall Tube (Up to 3.3KV),GSC,20/10,GRAY,GALA/INDIA | M10 | m | 185 | M10,, | NA | #N/A | #N/A
963 | VB2 | A83200461 | TUBE,Number Tube,M11TUBE,1.5(1.25)Sqmm,WHITE,SAVE-IT MAX/KOREA | M20 | m | 4500 | M20,, | NA | #N/A | #N/A
964 | VB2 | A85000673 | CABLE,KIV CABLE,1Cx50 SQmm,SINGLE-CORE CABLE,450/750V,BLACK,COSMOLINK/VIETNAM | M10 | m | 160 | M10,, | 41510004981 | CABLE,450/750V-Cu/PVC,KIV,1Cx50 SQmm,BLACK,CLASS 5,COSMOLINK VINA/VIETNAM | m
965 | VB2 | A85000673 | CABLE,KIV CABLE,1Cx50 SQmm,SINGLE-CORE CABLE,450/750V,BLACK,COSMOLINK/VIETNAM | M30 | m | 275 | M30,, | 41510004981 | CABLE,450/750V-Cu/PVC,KIV,1Cx50 SQmm,BLACK,CLASS 5,COSMOLINK VINA/VIETNAM | m
966 | VB2 | A85000674 | CABLE,KIV CABLE,1Cx16 SQmm,SINGLE-CORE CABLE,450/750V,BLACK,COSMOLINK/VIETNAM | M10 | m | 36 | M10,, | 41510004978 | CABLE,450/750V-Cu/PVC,KIV,1Cx16 SQmm,BLACK,CLASS 5,COSMOLINK VINA/VIETNAM | m
967 | VB2 | A85000674 | CABLE,KIV CABLE,1Cx16 SQmm,SINGLE-CORE CABLE,450/750V,BLACK,COSMOLINK/VIETNAM | M30 | m | 662 | M30,, | 41510004978 | CABLE,450/750V-Cu/PVC,KIV,1Cx16 SQmm,BLACK,CLASS 5,COSMOLINK VINA/VIETNAM | m
968 | VB2 | A85000675 | CABLE,CABLE,0.6/1kV XHHW/SIS,FLAME RETARDANT,1Cx25 SQmm,XLPE Insulation, CLASS 5,BLACK,DAEWON CABLE/KOREA | M30 | m | 290 | M30,, | 41510004999 | CABLE,0.6/1kV HF-XHHW/SIS,HALOGEN-FREE FLAME RETARDANT,1Cx25 SQmm,BLACK,CLASS 5,DAEWON CABLE/KOREA | m
969 | VB2 | A85000676 | CABLE,CABLE,0.6/1kV HF-XHHW/SIS,FLAME RETARDANT,1Cx10 SQmm,XLPE Insulation, CLASS 5,GREEN/YELLOW,DAEWON CABLE/KOREA | M10 | m | 60 | M10,, | 41510005027 | CABLE,0.6/1kV HF-XHHW/SIS,HALOGEN-FREE FLAME RETARDANT,1Cx10 SQmm,GREEN/YELLOW,CLASS 5,DAEWON CABLE/KOREA | m
970 | VB2 | A85000677 | CABLE,KIV CABLE,1Cx95 SQmm,MULTI-CORE CABLES,450/750V,GREEN/YELLOW,COSMOLINK/VIETNAM | M30 | m | 100 | M30,, | 41510005028 | CABLE,450/750V-Cu/PVC,KIV,1Cx95 SQmm,GREEN/YELLOW,CLASS 5,COSMOLINK VINA/VIETNAM | m
971 | VB2 | A85000678 | CABLE,KIV CABLE,1Cx25 SQmm,MULTI-CORE CABLES,450/750V,GREEN&YELLOW,COSMOLINK/VIETNAM | M10 | m | 57 | M10,, | 41510004992 | CABLE,450/750V-Cu/PVC,KIV,1Cx25 SQmm,GREEN/YELLOW,CLASS 5,COSMOLINK VINA/VIETNAM | m
972 | VB2 | A85000678 | CABLE,KIV CABLE,1Cx25 SQmm,MULTI-CORE CABLES,450/750V,GREEN&YELLOW,COSMOLINK/VIETNAM | M30 | m | 31 | M30,, | 41510004992 | CABLE,450/750V-Cu/PVC,KIV,1Cx25 SQmm,GREEN/YELLOW,CLASS 5,COSMOLINK VINA/VIETNAM | m
973 | VB2 | A85000679 | CABLE,KIV CABLE,1Cx95 SQmm,MULTI-CORE CABLES,450/750V,BLACK,COSMOLINK/VIETNAM | M10 | m | 3 | M10,, | 41510004983 | CABLE,450/750V-Cu/PVC,KIV,1Cx95 SQmm,BLACK,CLASS 5,COSMOLINK VINA/VIETNAM | m
974 | VB2 | A85000679 | CABLE,KIV CABLE,1Cx95 SQmm,MULTI-CORE CABLES,450/750V,BLACK,COSMOLINK/VIETNAM | M30 | m | 180 | M30,, | 41510004983 | CABLE,450/750V-Cu/PVC,KIV,1Cx95 SQmm,BLACK,CLASS 5,COSMOLINK VINA/VIETNAM | m
975 | VB2 | A90100019 | PACKING,PACKING,SJ090010-P1,EPDM,H2300*L1145,DAEIL CST/KOREA | M10 | sht | 714 | M10,, | 80568200014 | PACKING,SJ090010-P1,H2300*L1145,EPDM,DAEIL CST/KOREA | sht
976 | VB2 | A90100020 | PACKING,PACKING,SJ090011,EPDM,L110,DAEIL CST/KOREA | M10 | sht | 491 | M10,, | 80568200001 | PACKING,SJ090011,L110,EPDM,DAEIL CST/KOREA | sht
977 | VB2 | A90100021 | PACKING,PARKING,SJ090012-P1,EPDM,W800*L475,DAEIL CST/KOREA | M10 | sht | 243 | M10,, | 80568200015 | PACKING,SJ090012-P1,W800*L475,EPDM,DAEIL CST/KOREA | sht
978 | VB2 | A90100022 | PACKING,PARKING,SJ090012-P2,EPDM,W900*L575,DAEIL CST/KOREA | M10 | sht | 32 | M10,, | 80568200016 | PACKING,SJ090012-P2,W900*L575,EPDM,DAEIL CST/KOREA | sht
979 | VB2 | A90100045 | PACKING,GASKET PACKING,F9075763,BLACK | M10 | m | 69.5 | M10,, | 80568200024 | PACKING,GASKET PACKING,F9075763,BLACK | m
980 | VB2 | A15400130 | LA,CA09/05.0D,Ur:9kV,Uc:7.65kV, BIL:20.22kV,CLASS1,5kA,W/DISCONNECTOR,DTR/KOREA | E31 | ea | 3 | E31,, | 27160000861 | LA,CA09/05.0D,Ur:9kV‚Uc:7.65kV‚BIL:20.22kV,5kA,W/DISCONNECTOR,CLASS 1,DTR/KOREA | ea
981 | VB2 | A15400130 | LA,CA09/05.0D,Ur:9kV,Uc:7.65kV, BIL:20.22kV,CLASS1,5kA,W/DISCONNECTOR,DTR/KOREA | M10 | ea | 52 | M10,, | 27160000861 | LA,CA09/05.0D,Ur:9kV‚Uc:7.65kV‚BIL:20.22kV,5kA,W/DISCONNECTOR,CLASS 1,DTR/KOREA | ea
982 | VB2 | A17103255 | CT,WYCS-104,1.15kV,700/1A,15VA,1.0CL,60Hz,WOONYOUNG/KOREA. | M10 | ea | 1 | M10,, | 24060027106 | CT,WYCS-104,1.15kV,700/1A,15VA,1.0CL,60Hz,WOONYOUNG/KOREA | ea
983 | VB2 | A17103261 | CT,WYCS-107RH,1.15kV,700/1A,15VA,5P20,60Hz,WOONYOUNG/KOREA. | M10 | ea | 3 | M10,, | 24060027107 | CT,WYCS-107RH,1.15kV,700/1A,15VA,5P20,60Hz,WOONYOUNG/KOREA | ea
984 | VB2 | A17103254 | CT,WYCS-104,1.15kV,600/1A,15VA,1.0CL,60Hz,WOONYOUNG/KOREA. | E31 | ea | 2 | E31,, | 24060027101 | CT,WYCS-104,1.15kV,600/1A,15VA,1.0CL,60Hz,WOONYOUNG/KOREA | ea
985 | VB2 | A17103254 | CT,WYCS-104,1.15kV,600/1A,15VA,1.0CL,60Hz,WOONYOUNG/KOREA. | M10 | ea | 4 | M10,, | 24060027101 | CT,WYCS-104,1.15kV,600/1A,15VA,1.0CL,60Hz,WOONYOUNG/KOREA | ea
986 | VB2 | A17103270 | CT,WYCS-65,1.15kV,400/1A,15VA,1.0CL,60Hz,WOONYOUNG/KOREA. | E31 | ea | 4 | E31,, | 24060027108 | CT,WYCS-65,1.15kV,400/1A,15VA,1.0CL,60Hz,WOONYOUNG/KOREA | ea
987 | VB2 | A17103182 | CT,WYCS-65,0.72kV,400/5A,15VA,1.0CL,50/60Hz,WOONYOUNG/KOREA. | E31 | ea | 2 | E31,, | 24060027105 | CT,WYCS-65,0.72kV,400/5A,15VA,1.0CL,50/60Hz,WOONYOUNG/KOREA | ea
988 | VB2 | A17103149 | CT,WYCS-65,0.72kV,600/5A,15VA,1.0CL,50/60Hz,WOONYOUNG/KOREA. | M10 | ea | 6 | M10,, | 24060027103 | CT,WYCS-65,0.72kV,600/5A,15VA,1.0CL,50/60Hz,WOONYOUNG/KOREA | ea
989 | VB2 | A17103150 | CT,WYCR-30,0.72kV,100/5A,2.5VA,1.0CL,50/60Hz,WOONYOUNG/KOREA. | E31 | ea | 3 | E31,, | 24060027104 | CT,WYCR-30,0.72kV,100/5A,2.5VA,1.0CL,50/60Hz,WOONYOUNG/KOREA | ea
990 | VB2 | A17103150 | CT,WYCR-30,0.72kV,100/5A,2.5VA,1.0CL,50/60Hz,WOONYOUNG/KOREA. | M10 | ea | 3 | M10,, | 24060027104 | CT,WYCR-30,0.72kV,100/5A,2.5VA,1.0CL,50/60Hz,WOONYOUNG/KOREA | ea
991 | VB2 | A37800335 | COLOR CAP,PVC LOOK CAP,THERMO CAP,DICOLC 16SQ,BROW COLOR,DAE-IL COATING Co/KOREA. | M10 | ea | 52 | M10,, | 05660001182 | COLOR CAP,PVC LOCK CAP‚THERMO CAP,DICOLC 16 SQmm,BROWN,DAE-IL COATING Co/KOREA | ea
992 | VB2 | A37800344 | COLOR CAP,PVC LOOK CAP,THERMO CAP,DICOLC 50SQ,GRAY COLOR,DAE-IL COATING Co/KOREA. | M10 | ea | 77 | M10,, | 05660001191 | COLOR CAP,PVC LOCK CAP‚THERMO CAP,DICOLC 50 SQmm,GRAY,DAE-IL COATING Co/KOREA | ea
993 | VB2 | A37800345 | COLOR CAP,PVC LOOK CAP,THERMO CAP,DICOLC 70SQ,BROW COLOR,DAE-IL COATING Co/KOREA. | M10 | ea | 85 | M10,, | 05660001192 | COLOR CAP,PVC LOCK CAP‚THERMO CAP,DICOLC 70 SQmm,BROWN,DAE-IL COATING Co/KOREA | ea
994 | VB2 | A37800346 | COLOR CAP,PVC LOOK CAP,THERMO CAP,DICOLC 70SQ,GRAY COLOR,DAE-IL COATING Co/KOREA. | M10 | ea | 88 | M10,, | 05660001193 | COLOR CAP,PVC LOCK CAP‚THERMO CAP,DICOLC 70 SQmm,GRAY,DAE-IL COATING Co/KOREA | ea
995 | VB2 | A37800349 | COLOR CAP,PVC LOOK CAP,THERMO CAP,DICOLC 25SQ,RED COLOR,DAE-IL COATING Co/KOREA. | M10 | ea | 100 | M10,, | 05660001195 | COLOR CAP,PVC LOCK CAP‚THERMO CAP,DICOLC 25 SQmm,RED,DAE-IL COATING Co/KOREA | ea
996 | VB2 | A37800350 | COLOR CAP,PVC LOOK CAP,THERMO CAP,DICOLC 16SQ,GREEN COLOR,DAE-IL COATING Co/KOREA. | M10 | ea | 59 | M10,, | 05660001196 | COLOR CAP,PVC LOCK CAP‚THERMO CAP,DICOLC 16 SQmm,GREEN,DAE-IL COATING Co/KOREA | ea
997 | VB2 | A37800359 | COLOR CAP,EYECAP-SIT(A) 6BK,PVC LOOK CAP,THERMO CAP,DICOLC 6SQ,BLACK COLOR,EYECAP/KOREA. | M10 | ea | 286 | M10,, | 05660001207 | COLOR CAP,PVC LOOK CAP‚THERMO CAP,DICOLC 6 SQmm,BLACK,EYECAP-SIT(A) 6BK,EYECAP/KOREA | ea
998 | VB2 | A37800360 | COLOR CAP,EYECAP-SIT(A) 10BK,PVC LOOK CAP,THERMO CAP,DICOLC 10SQ,BLACK COLOR,EYECAP/KOREA | E31 | ea | 72 | E31,, | 05660001208 | COLOR CAP,PVC LOOK CAP‚THERMO CAP,DICOLC 10 SQmm,BLACK,EYECAP-SIT(A) 10BK,EYECAP/KOREA | ea
999 | VB2 | A37800360 | COLOR CAP,EYECAP-SIT(A) 10BK,PVC LOOK CAP,THERMO CAP,DICOLC 10SQ,BLACK COLOR,EYECAP/KOREA | M10 | ea | 123 | M10,, | 05660001208 | COLOR CAP,PVC LOOK CAP‚THERMO CAP,DICOLC 10 SQmm,BLACK,EYECAP-SIT(A) 10BK,EYECAP/KOREA | ea
1000 | VB2 | A37800361 | COLOR CAP,EYECAP-SIT(A) 16BK,PVC LOOK CAP,THERMO CAP,DICOLC 16SQ,BLACK COLOR,EYECAP/KOREA | M10 | ea | 100 | M10,, | 05660001209 | COLOR CAP,PVC LOOK CAP‚THERMO CAP,DICOLC 16 SQmm,BLACK,EYECAP-SIT(A) 16BK,EYECAP/KOREA | ea
1001 | VB2 | A37800362 | COLOR CAP,EYECAP-SIT(C) 25BK,PVC LOOK CAP,THERMO CAP,DICOLC 25SQ,BLACK COLOR,EYECAP/KOREA | E31 | ea | 5 | E31,, | 05660001205 | COLOR CAP,PVC LOOK CAP‚THERMO CAP,DICOLC 25 SQmm,BLACK,EYECAP-SIT(C) 25BK,EYECAP/KOREA | ea
1002 | VB2 | A37800362 | COLOR CAP,EYECAP-SIT(C) 25BK,PVC LOOK CAP,THERMO CAP,DICOLC 25SQ,BLACK COLOR,EYECAP/KOREA | M10 | ea | 95 | M10,, | 05660001205 | COLOR CAP,PVC LOOK CAP‚THERMO CAP,DICOLC 25 SQmm,BLACK,EYECAP-SIT(C) 25BK,EYECAP/KOREA | ea
1003 | VB2 | A37800363 | COLOR CAP,EYECAP-SIT(C) 35BK,PVC LOOK CAP,THERMO CAP,DICOLC 35SQ,BLACK COLOR,EYECAP/KOREA | M10 | ea | 61 | M10,, | 05660001210 | COLOR CAP,PVC LOOK CAP‚THERMO CAP,DICOLC 35 SQmm,BLACK,EYECAP-SIT(C) 35BK,EYECAP/KOREA | ea
1004 | VB2 | A37800364 | COLOR CAP,EYECAP-SIT(C) 50BK,PVC LOOK CAP,THERMO CAP,DICOLC 50SQ,BLACK COLOR,EYECAP/KOREA | M10 | ea | 93 | M10,, | 05660001211 | COLOR CAP,PVC LOOK CAP‚THERMO CAP,DICOLC 50 SQmm,BLACK,EYECAP-SIT(C) 50BK,EYECAP/KOREA | ea
1005 | VB2 | A37800365 | COLOR CAP,EYECAP-SIT(C) 70BK,PVC LOOK CAP,THERMO CAP,DICOLC 70SQ,BLACK COLOR,EYECAP/KOREA | M10 | ea | 43 | M10,, | 05660001212 | COLOR CAP,PVC LOOK CAP‚THERMO CAP,DICOLC 70 SQmm,BLACK,EYECAP-SIT(C) 70BK,EYECAP/KOREA | ea
1006 | VB2 | A37200010 | BUZ,YSEB6-00F,AC/DC 100~240V,50Hz,Ø66,80 phon,4W,ELECTROLIC BUZZER,YONGSUNG/KOREA. | E31 | ea | 3 | E31,, | 07710000128 | BUZ,YSEB6-00F,AC/DC100-240V,50Hz,66PI,80 phon,4W,ELECTROLIC BUZZER,YONGSUNG/KOREA | ea
1007 | VB2 | A37300010 | CABLE BRACKET,JOBK 32,Aluminum Alloy,Dimension: 35PI,JEONO/KOREA. | E31 | ea | 223 | E31,, | 05360000099 | CABLE BRACKET,JOBK 32,Aluminum Alloy,Dimension: 35PI,JEONO/KOREA | ea
1008 | VB2 | A37300011 | CABLE BRACKET,JOBK 33,Aluminum Alloy,Dimension: 45PI,JEONO/KOREA. | E31 | ea | 189 | E31,, | 05360000100 | CABLE BRACKET,JOBK 33,Aluminum Alloy,Dimension: 45PI,JEONO/KOREA | ea
1009 | VB2 | A37300012 | CABLE BRACKET,JOBK 34,Aluminum Alloy,Dimension: 60PI,JEONO/KOREA. | E31 | ea | 27 | E31,, | 05360000101 | CABLE BRACKET,JOBK 34,Aluminum Alloy,Dimension: 60PI,JEONO/KOREA | ea
1010 | VB2 | A37400084 | CABLE GRAND,HX-NPNPT2-1/2,Range: 42-52mm,Nickel Plated Brass,W/Lock nut,HONGXIANG/CHINA | A12 | ea | 6 | A12,, | #N/A | #N/A | #N/A
1011 | VB2 | A37400078 | CABLE GLAND,HX-NPNPT3/4,Range: 13-18mm,Nickel Plated Brass,W/Lock nut,HONGXIANG/CHINA. | E31 | ea | 5 | E31,, | 05410000270 | CABLE GLAND,HX-NPNPT3/4,Nickel Plated Brass,Range: 13-18mm‚W/Lock nut,HONGXIANG/CHINA | ea
1012 | VB2 | A37400079 | CABLE GLAND,HX-NPNPT1,Range: 18-25mm,Nickel Plated Brass,W/Lock nut,HONGXIANG/CHINA. | E31 | ea | 58 | E31,, | 05410000271 | CABLE GLAND,HX-NPNPT1,Nickel Plated Brass,Range: 18-25mm‚W/Lock nut,HONGXIANG/CHINA | ea
1013 | VB2 | A37400097 | CABLE GLAND,Nickel Plated Brass,M42x1.5,cable diameter 22-30mm,HONGXIANG/CHINA. | E31 | ea | 4 | E31,, | 05410000273 | CABLE GLAND,Nickel Plated Brass,M42x1.5‚cable diameter 22-30mm,HONGXIANG/CHINA | ea
1014 | VB2 | A32600610 | T/B,ATB-15AWS,1P,15A,ASSEMBLY TERMINAL BLOCK,BOLT:STAINLESS STEEL,2 LAYER ASSEMBLY TERMINAL BLOCK,HIVERO/VIETNAM | M20 | ea | 122 | M20,, | 10062725139 | T/B,ATB-15AWS 1P 15A,ASSEMBLY TERMINAL BLOCK(BOLT:STAINLESS STEEL) 2 LAYER ASSEMBLY TERMINAL BLOCK,HIVERO/VIETNAM | ea
1015 | VB2 | A32600646 | T/B,ATB-60S,1P,60A,ASSEMBLY TERMINAL BLOCK,BOLT:STAINLESS STEEL,HIVERO/VIETNAM | M10 | ea | 118 | M10,, | 10062725153 | T/B,ATB-60S 1P 60A,ASSEMBLY TERMINAL BLOCK(BOLT:STAINLESS STEEL),HIVERO/VIETNAM | ea
1016 | VB2 | A37200038 | BUZ,KMB-P80-D1,DC 110V,Ø66,80 phon,1W,POWERFUL BUZZER,KACON/KOREA. | E31 | ea | 47 | E31,, | 07710000129 | BUZ,KMB-P80-D1,DC110V,66PI,80 phon,1W,POWERFUL BUZZER,KACON/KOREA | ea
1017 | VB2 | A37200039 | BUZ,KMB-P80-D4,DC 24V,Ø66,80 phon,1W,POWERFUL BUZZER,KACON/KOREA. | M10 | ea | 1 | M10,, | 07710000130 | BUZ,KMB-P80-D4,DC24V,66PI,80 phon,1W,POWERFUL BUZZER,KACON/KOREA | ea
1018 | VB2 | A37200049 | BUZ,KMB-P80-D1,DC100-125V,FLUSH TYPE,ENGLISH,TROPIC/HUMIDITY,KACON/KOREA. | E31 | ea | 17 | E31,, | 07710000131 | BUZ,KMB-P80-D1,DC100-125V,66PI,80 phon,FLUSH TYPE,ENGLISH,TROPIC/HUMIDITY,KACON/KOREA | ea
1019 | VB2 | A37200050 | BUZ,YS EB6-00FL,AC/DC 110~240V,50/60Hz,Ø66,80 dB,4W,ELECTROLIC BUZZER,With Led type,YONGSUNG/KOREA. | E31 | ea | 1 | E31,, | 07710000132 | BUZ,YSEB6-00FL,AC/DC110-240V,50/60Hz,66PI,80 dB,4W,With LED type,ELECTROLIC BUZZER,YONGSUNG/KOREA | ea
1020 | VB2 | A37200050 | BUZ,YS EB6-00FL,AC/DC 110~240V,50/60Hz,Ø66,80 dB,4W,ELECTROLIC BUZZER,With Led type,YONGSUNG/KOREA. | M10 | ea | 1 | M10,, | 07710000132 | BUZ,YSEB6-00FL,AC/DC110-240V,50/60Hz,66PI,80 dB,4W,With LED type,ELECTROLIC BUZZER,YONGSUNG/KOREA | ea
1021 | VB2 | A37400058 | CABLE GLAND,Nickel Plated Brass,M60x1.5,cable diameter 37-44mm,HONGXIANG/CHINA. | M10 | ea | 18 | M10,, | 05410000268 | CABLE GLAND,Nickel Plated Brass,M60x1.5‚cable diameter 37-44mm,HONGXIANG/CHINA | ea
1022 | VB2 | A40900056 | VD,RB TYPE,24kV,INSULATORS,EA S.R.L/ITALY. | M10 | ea | 9 | M10,, | 07610000471 | VD,RB TYPE,24kV,INSULATORS,EA S.R.L/ITALY | ea
1023 | VB2 | A85000594 | CABLE,CABLE TYPE MLFC,1Cx22 SQmm,6.6KV,Hanmi ENG/Korea | M30 | m | 230 | M30,, | 41510005020 | CABLE,6.6kV MLFC CABLE TYPE,1Cx22 SQmm,BLACK,CLASS 5,HANMI ENG/KOREA | m
1024 | VB2 | A85100325 | WIRE,CABLE,0.6/1kV XHHW/SIS,FLAME RETARDANT,1Cx2.5 SQmm,XLPE Insulation, CLASS 5,YELLOW,DEAWON CABLE/KOREA | E31 | m | 2209 | E31,, | 41564250034 | WIRE,0.6/1kV HF-XHHW/SIS,HALOGEN-FREE FLAME RETARDANT,1Cx2.5 SQmm,YELLOW,CLASS 5,DAEWON CABLE/KOREA | m
1025 | VB2 | A85100325 | WIRE,CABLE,0.6/1kV XHHW/SIS,FLAME RETARDANT,1Cx2.5 SQmm,XLPE Insulation, CLASS 5,YELLOW,DEAWON CABLE/KOREA | M30 | m | 1479 | M30,, | 41564250034 | WIRE,0.6/1kV HF-XHHW/SIS,HALOGEN-FREE FLAME RETARDANT,1Cx2.5 SQmm,YELLOW,CLASS 5,DAEWON CABLE/KOREA | m
1026 | VB2 | A85100326 | WIRE,CABLE,0.6/1kV XHHW/SIS,FLAME RETARDANT,1Cx2.5 SQmm,XLPE Insulation, CLASS 5,BLUE,DEAWON CABLE/KOREA | M30 | m | 2478 | M30,, | 41564250027 | WIRE,0.6/1kV HF-XHHW/SIS,HALOGEN-FREE FLAME RETARDANT,1Cx2.5 SQmm,BLUE,CLASS 5,DAEWON CABLE/KOREA | m
1027 | VB2 | A85100327 | WIRE,CABLE,0.6/1kV XHHW/SIS,FLAME RETARDANT,1Cx2.5 SQmm,XLPE Insulation, CLASS 5,BLACK,DEAWON CABLE/KOREA | E31 | m | 1115 | E31,, | 41564250026 | WIRE,0.6/1kV HF-XHHW/SIS,HALOGEN-FREE FLAME RETARDANT,1Cx2.5 SQmm,BLACK,CLASS 5,DAEWON CABLE/KOREA | m
1028 | VB2 | A85100327 | WIRE,CABLE,0.6/1kV XHHW/SIS,FLAME RETARDANT,1Cx2.5 SQmm,XLPE Insulation, CLASS 5,BLACK,DEAWON CABLE/KOREA | M10 | m | 15 | M10,, | 41564250026 | WIRE,0.6/1kV HF-XHHW/SIS,HALOGEN-FREE FLAME RETARDANT,1Cx2.5 SQmm,BLACK,CLASS 5,DAEWON CABLE/KOREA | m
1029 | VB2 | A85100327 | WIRE,CABLE,0.6/1kV XHHW/SIS,FLAME RETARDANT,1Cx2.5 SQmm,XLPE Insulation, CLASS 5,BLACK,DEAWON CABLE/KOREA | M30 | m | 3502 | M30,, | 41564250026 | WIRE,0.6/1kV HF-XHHW/SIS,HALOGEN-FREE FLAME RETARDANT,1Cx2.5 SQmm,BLACK,CLASS 5,DAEWON CABLE/KOREA | m
1030 | VB2 | A85100330 | WIRE,CABLE,0.6/1kV XHHW/SIS,FLAME RETARDANT,1Cx6.0 SQmm,XLPE Insulation, CLASS 5,BLACK,DEAWON CABLE/KOREA | M30 | m | 670 | M30,, | 41564250043 | WIRE,0.6/1kV HF-XHHW/SIS,HALOGEN-FREE FLAME RETARDANT,1Cx6.0 SQmm,BLACK,CLASS 5,DAEWON CABLE/KOREA | m
1031 | VB2 | A84000064 | STEEL,SGLCC/AZ120/C(R),PLATE,T1.6,W400,L634.6,MC0606-P1 | E31 | ea | 69 | E31,, | 40010007922 | STEEL,SGLCC/AZ120/C(R),PLATE,T1.6,W400,L634.6,MC0606- P1 | ea
1032 | VB2 | A84000064 | STEEL,SGLCC/AZ120/C(R),PLATE,T1.6,W400,L634.6,MC0606-P1 | M10 | ea | 155 | M10,, | 40010007922 | STEEL,SGLCC/AZ120/C(R),PLATE,T1.6,W400,L634.6,MC0606- P1 | ea
1033 | VB2 | A85100599 | WIRE,CABLE,0.6/1kV HF-XHHW/SIS,FLAME RETARDANT,1Cx2.5 SQmm,XLPE Insulation, CLASS 5,BLUE,DAEWON CABLE/KOREA | E31 | m | 58787 | E31,, | 41564250027 | WIRE,0.6/1kV HF-XHHW/SIS,HALOGEN-FREE FLAME RETARDANT,1Cx2.5 SQmm,BLUE,CLASS 5,DAEWON CABLE/KOREA | m
1034 | VB2 | A85100600 | WIRE,CABLE,0.6/1kV HF-XHHW/SIS,FLAME RETARDANT,1Cx2.5 SQmm,XLPE Insulation, CLASS 5,RED,DAEWON CABLE/KOREA | E31 | m | 10601 | E31,, | 41564250032 | WIRE,0.6/1kV HF-XHHW/SIS,HALOGEN-FREE FLAME RETARDANT,1Cx2.5 SQmm,RED,CLASS 5,DAEWON CABLE/KOREA | m
1035 | VB2 | A85100030 | WIRE,CABLE,450/750V XHHW/SIS,FLAME RETARDANT,1Cx4.0 SQmm,CLASS 5,YELLOW,LSCABLE/KOREA | M10 | m | 6460 | M10,, | 41564250061 | WIRE,450/750V XHHW/SIS,FLAME RETARDANT,1Cx4.0 SQmm,YELLOW,CLASS 5,LS CABLE/KOREA | m
1036 | VB2 | A85100030 | WIRE,CABLE,450/750V XHHW/SIS,FLAME RETARDANT,1Cx4.0 SQmm,CLASS 5,YELLOW,LSCABLE/KOREA | M30 | m | 738 | M30,, | 41564250061 | WIRE,450/750V XHHW/SIS,FLAME RETARDANT,1Cx4.0 SQmm,YELLOW,CLASS 5,LS CABLE/KOREA | m
1037 | VB2 | A85100031 | WIRE,CABLE,450/750V XHHW/SIS,FLAME RETARDANT,1Cx4.0 SQmm,BLUE,LSCABLE/KOREA | M30 | m | 2794 | M30,, | 41564250065 | WIRE,450/750V XHHW/SIS,FLAME RETARDANT,1Cx4.0 SQmm,BLUE,CLASS 5,LS CABLE/KOREA | m
1038 | VB2 | A85100032 | WIRE,CABLE,450/750V XHHW/SIS,FLAME RETARDANT,1Cx4.0 SQmm,CLASS 5,BLACK,LSCABLE/KOREA | M30 | m | 1647 | M30,, | 41564250062 | WIRE,450/750V XHHW/SIS,FLAME RETARDANT,1Cx4.0 SQmm,BLACK,CLASS 5,LS CABLE/KOREA | m
1039 | VB2 | A85100034 | WIRE,CABLE,450/750V XHHW/SIS,FLAME RETARDANT,1Cx2.5 SQmm,CLASS 5,GRAY,LSCABLE/KOREA | M30 | m | 20535 | M30,, | 41564250054 | WIRE,450/750V XHHW/SIS,FLAME RETARDANT,1Cx2.5 SQmm,GRAY,CLASS 5,LS CABLE/KOREA | m
1040 | VB2 | A85100194 | WIRE,CABLE,450/750V XHHW/SIS,FLAME RETARDANT,1Cx2.5 SQmm,CLASS 5,RED,LSCABLE/KOREA | M30 | m | 438 | M30,, | 41564250055 | WIRE,450/750V XHHW/SIS,FLAME RETARDANT,1Cx2.5 SQmm,RED,CLASS 5,LS CABLE/KOREA | m
1041 | VB2 | A85100219 | WIRE,CABLE,450/750V XHHW/SIS,FLAME RETARDANT,1Cx1.5 SQmm,GRAY,LSCABLE/KOREA | M30 | m | 720 | M30,, | 41564250045 | WIRE,450/750V XHHW/SIS,FLAME RETARDANT,1Cx1.5 SQmm,GRAY,CLASS 5,LS CABLE/KOREA | m
1042 | VB2 | A85000389 | CABLE,CABLE,0.6/1kV XHHW/SIS,FLAME RETARDANT,1Cx25 SQmm,XLPE Insulation, CLASS 5,GREEN&YELLOW STRIP,DEAWON CABLE/KOREA | M30 | m | 90 | M30,, | 41510004996 | CABLE,0.6/1kV HF-XHHW/SIS,HALOGEN-FREE FLAME RETARDANT,1Cx25 SQmm,GREEN/YELLOW,CLASS 5,DAEWON CABLE/KOREA | m
1043 | VB2 | A85000418 | CABLE,CABLE,0.6/1kV XHHW/SIS,FLAME RETARDANT,1Cx4.0 SQmm,XLPE Insulation, CLASS 5,GREEN,DEAWON CABLE/KOREA | E31 | m | 3155 | E31,, | 41564250164 | WIRE,0.6/1kV HF-XHHW/SIS,HALOGEN-FREE FLAME RETARDANT,1Cx4.0 SQmm,GREEN,CLASS 5,DAEWON CABLE/KOREA | m
1044 | VB2 | A85000418 | CABLE,CABLE,0.6/1kV XHHW/SIS,FLAME RETARDANT,1Cx4.0 SQmm,XLPE Insulation, CLASS 5,GREEN,DEAWON CABLE/KOREA | M30 | m | 3606 | M30,, | 41564250164 | WIRE,0.6/1kV HF-XHHW/SIS,HALOGEN-FREE FLAME RETARDANT,1Cx4.0 SQmm,GREEN,CLASS 5,DAEWON CABLE/KOREA | m
1045 | VB2 | A85000420 | CABLE,BRAIDED COPPER,35 SQ,FLEXIBLE EARTH,24KV,SEONJIN/KOREA | M30 | m | 787 | M30,, | 41510005004 | CABLE,BRAIDED COPPER,38 SQmm,FLEXIBLE,KOREA | m
1046 | VB2 | A85100220 | WIRE,CABLE,450/750V XHHW/SIS,FLAME RETARDANT,1Cx1.5 SQmm,RED,LSCABLE/KOREA | M30 | m | 3600 | M30,, | 41564250048 | WIRE,450/750V XHHW/SIS,FLAME RETARDANT,1Cx1.5 SQmm,RED,CLASS 5,LS CABLE/KOREA | m
1047 | VB2 | A85100221 | WIRE,CABLE,450/750V XHHW/SIS,FLAME RETARDANT,1Cx1.5 SQmm,YELLOW,LSCABLE/KOREA | M10 | m | 60 | M10,, | 41564250050 | WIRE,450/750V XHHW/SIS,FLAME RETARDANT,1Cx1.5 SQmm,YELLOW,CLASS 5,LS CABLE/KOREA | m
1048 | VB2 | A85100222 | WIRE,CABLE,450/750V XHHW/SIS,FLAME RETARDANT,1Cx1.5 SQmm,BLUE,LSCABLE/KOREA | E31 | m | 10285 | E31,, | 41564250046 | WIRE,450/750V XHHW/SIS,FLAME RETARDANT,1Cx1.5 SQmm,BLUE,CLASS 5,LS CABLE/KOREA | m
1049 | VB2 | A85100223 | WIRE,CABLE,450/750V XHHW/SIS,FLAME RETARDANT,1Cx1.5 SQmm,BLACK,LSCABLE/KOREA | M30 | m | 1365 | M30,, | 41564250044 | WIRE,450/750V XHHW/SIS,FLAME RETARDANT,1Cx1.5 SQmm,BLACK,CLASS 5,LS CABLE/KOREA | m
1050 | VB2 | A85100227 | WIRE,CABLE,450/750V XHHW/SIS,FLAME RETARDANT,1x6.0 SQmm,BLACK,LSCABLE/KOREA | M30 | m | 231 | M30,, | 41564250131 | WIRE,450/750V XHHW/SIS,FLAME RETARDANT,1Cx6.0 SQmm,BLACK,CLASS 5,LS CABLE/KOREA | m
1051 | VB2 | A85100269 | WIRE,CABLE,450/750V XHHW/SIS,FLAME RETARDANT,1Cx4.0 SQmm,CLASS 5,GRAY COLOR,LSCABLE/KOREA | M30 | m | 6150 | M30,, | 41564250063 | WIRE,450/750V XHHW/SIS,FLAME RETARDANT,1Cx4.0 SQmm,GRAY,CLASS 5,LS CABLE/KOREA | m
1052 | VB2 | A85100276 | WIRE,CABLE,450/750V XHHW/SIS,FLAME RETARDANT,1Cx4.0 SQmm,BLUE COLOR,LSCABLE/KOREA | E31 | m | 488 | E31,, | 41564250065 | WIRE,450/750V XHHW/SIS,FLAME RETARDANT,1Cx4.0 SQmm,BLUE,CLASS 5,LS CABLE/KOREA | m
1053 | VB2 | A85100276 | WIRE,CABLE,450/750V XHHW/SIS,FLAME RETARDANT,1Cx4.0 SQmm,BLUE COLOR,LSCABLE/KOREA | M30 | m | 716 | M30,, | 41564250065 | WIRE,450/750V XHHW/SIS,FLAME RETARDANT,1Cx4.0 SQmm,BLUE,CLASS 5,LS CABLE/KOREA | m
1054 | VB2 | A85100279 | WIRE,CABLE,450/750V XHHW/SIS,FLAME RETARDANT,1Cx4.0 SQmm,WHITE,LSCABLE/KOREA | M30 | m | 235 | M30,, | 41564250060 | WIRE,450/750V XHHW/SIS,FLAME RETARDANT,1Cx4.0 SQmm,WHITE,CLASS 5,LS CABLE/KOREA | m
1055 | VB2 | A85000572 | CABLE,CABLE,0.6/1kV XHHW/SIS,FLAME RETARDANT,1Cx16 SQmm,XLPE Insulation, CLASS 5,GREEN/YELLOW,DEAWON CABLE/KOREA | E31 | m | 987 | E31,, | 41510005017 | CABLE,0.6/1kV HF-XHHW/SIS,HALOGEN-FREE FLAME RETARDANT,1Cx16 SQmm,GREEN/YELLOW,CLASS 5,DAEWON CABLE/KOREA | m
1056 | VB2 | A63600108 | LIFTER,LIFTING SUPPORT,W44050112(1set=4 ea),VIETNAM | M10 | set | 7 | M10,, | 02660000344 | LIFTER,LIFTING SUPPORT,W44050112,1 set=4 ea,VIET NAM | set
1057 | VB2 | A64500037 | PIN,HINGE PIN, L100 x 6.5PI,SM25C,DB44041156-P4 | M10 | ea | 291 | M10,, | 03110000455 | PIN,HINGE PIN,L100 x 6.5PI,SM25C,DB44041156-P4 | ea
1058 | VB2 | A83000011 | HOOK BAND,HB-15,15PI,BUTTON TUBE,GRAY,HIVERO/KOREA | M20 | m | 3300 | M20,, | #N/A | #N/A | #N/A
1059 | VB2 | A83000012 | HOOK BAND,HB-20,20PI,BUTTON TUBE,GRAY,HIVERO/KOREA. | M20 | m | 1950 | M20,, | 41860000131 | HOOK BAND,HB-20,20PI,BUTTON TUBE/GRAY,HIVERO/KOREA | m
1060 | VB2 | A65100100 | SCREW,(+)FLAT HEAD SCREW,M3,L6,STS | M20 | ea | 4950 | M20,, | 03660002357 | SCREW,(+)PAN HEAD SCREW,M4,L10,STS | set
1061 | VB2 | A64500010 | PIN,PIN 2P*30 (Chốt trẻ) | M10 | ea | 1600 | M10,, | 03110000454 | PIN,PIN,PIN 2P*30 (Chốt trẻ) | ea
1062 | VB2 | A12000856 | AM,KAA-08,0-400A,CT:400/1A,50/60Hz,1.0CL,NON-REFLECTING PLASTIC,LIGHTSTAR/KOREA. | M10 | ea | 13 | M10,, | 17010003505 | AM,KAA-08,0-400A,CT:400/1A,50/60Hz,1.0CL,NON-REFLECTING PLASTIC,LIGHTSTAR/KOREA | ea
1063 | VB2 | A11800031 | REACTOR,INVERTER INPUT REACTOR,SD-RBA43(2)-30N,RATED VOLTAGE:380V,3P,50Hz,Votl.drop 2%,FOR MOTOR OUTPUT 30kW,Al conductor,SAMDAI/KOREA | M10 | ea | 1 | M10,, | 22910001638 | REACTOR,AC INVERTER INPUT,SD-RBA43(2)-30N,RATED VOLTAGE:380V‚3P‚50Hz,Votl.drop 2%,MOTOR OUTPUT 30kW,Al conductor,SAMDAI/KOREA | ea
1064 | VB2 | A14000168 | WHM,ZMD405CR44.0007.C2,3P4W,3x58/100-240/415V,3x1(2)A,50Hz,0.5CL,RS485,LANDIS+GYR/GREECE. | M10 | ea | 1 | M10,, | 18010000728 | WHM,ZMD405CR44.0007.C2,3P4W,Vn:3x58/100-240/415V In:3x1(2)A,0.5CL,RS485,LANDIS+GYR/GREECE | ea
1065 | VB2 | A37800411 | COLOR CAP,CAP,10P,GRAY,VIJAYA/VIET NAM. | M10 | ea | 2000 | M10,, | 05660001254 | COLOR CAP,CAP,10P,GRAY,VIJAYA/VIET NAM | ea
1066 | VB2 | A37800412 | COLOR CAP,CAP,35P,GRAY,VIJAYA/VIET NAM. | M10 | ea | 300 | M10,, | 05660001255 | COLOR CAP,CAP,35P,GRAY,VIJAYA/VIET NAM | ea
1067 | VB2 | A17103862 | CT,KBM-10,1.2kV,2500/5A,15VA,0.5CL,50Hz,SQUARE:105x30,INSULATION CLASS A,LIGHTSTAR/KOREA. | M10 | ea | 12 | M10,, | 24060027166 | CT,KBM-10,1.2kV,2500/5A,15VA,0.5CL,50Hz,SQUARE:105x30,INSULATION CLASS A,LIGHTSTAR/KOREA | ea
1068 | VB2 | A17103686 | CT,KBM-36,1.2kV,800/5A,15VA,0.5CL,50Hz,SQUARE:46x20,INSULATION CLASS A,LIGHTSTAR/KOREA. | M10 | ea | 1 | M10,, | 24060027159 | CT,KBM-36,1.2kV,800/5A,15VA,0.5CL,50Hz,SQUARE:46x20,INSULATION CLASS A,LIGHTSTAR/KOREA | ea
1069 | VB2 | A37600793 | CABLE LUG,BLADE,JOBN 153 1.5,1.5SQ,15MM LENGTH,JEONO / KOREA. | M20 | ea | 67000 | M20,, | 05510001805 | CABLE LUG,BLADE,JOBN 153 1.5,1.5 SQmm,15MM LENGTH,JEONO/KOREA | ea
1070 | VB2 | A17103970 | CT,KBM-13,1.2kV,2500/5A,40VA,1.0CL,50/60Hz,SQUARE:135x85,INSULATION CLASS A,LIGHTSTAR/KOREA. | M10 | ea | 2 | M10,, | 24060027167 | CT,KBM-13,1.2kV,2500/5A,40VA,1.0CL,50/60Hz,SQUARE:135x85,INSULATION CLASS A,LIGHTSTAR/KOREA | ea
1071 | VB2 | A17103971 | CT,KBM-21R,1.2kV,4000/5A,15VA,5P20,50/60Hz,LIGHTSTAR/KOREA. | M10 | ea | 30 | M10,, | 24060027168 | CT,KBM-21R,1.2kV,4000/5A,15VA,5P20,50/60Hz,LIGHTSTAR/KOREA | ea
1072 | VB2 | A17103707 | CT,KBM-07R,1.2kV,600/1A,15VA,5P20,50/60Hz,SQUARE:82x12,INSULATION CLASS E,LIGHTSTAR/KOREA. | M10 | ea | 9 | M10,, | 24060027160 | CT,KBM-07R,1.2kV,600/1A,15VA,5P20,50/60Hz,SQUARE:82x12,INSULATION CLASS E,LIGHTSTAR/KOREA | ea
1073 | VB2 | A37600689 | CABLE LUG,FASON RBP,KCFR-250,KOREA. | M20 | ea | 2000 | M20,, | 05510001803 | CABLE LUG,FASON RBP,KCFR-250,KOREA | ea
1074 | VB2 | A37600690 | CABLE LUG,FASON TAB,KCFN-250,KOREA. | M20 | ea | 1000 | M20,, | 05510001804 | CABLE LUG,FASON TAB,KCFN-250,KOREA | ea
1075 | VB2 | A37800404 | COLOR CAP,CAP,4.0P,GRAY,VIJAYA/VIET NAM. | M10 | ea | 4000 | M10,, | 05660001251 | COLOR CAP,CAP,4.0P,GRAY,VIJAYA/VIET NAM | ea
1076 | VB2 | A37800404 | COLOR CAP,CAP,4.0P,GRAY,VIJAYA/VIET NAM. | M20 | ea | 500 | M20,, | 05660001251 | COLOR CAP,CAP,4.0P,GRAY,VIJAYA/VIET NAM | ea
1077 | VB2 | A24000302 | CAM S/W,AM.METER SWITCH,HC4307MCB10,W/NP:OFF-L1-L2-L3,HIVERO/VIETNAM | M10 | ea | 2 | M10,, | 25510003043 | CAM S/W,HC4307 MCB10,W/NP:OFF-L1-L2-L3,AM.METER SWITCH,HIVERO/VIETNAM | ea
1078 | VB2 | A37800424 | COLOR CAP,CAP,120P,BROWN,VIJAYA/VIET NAM. | M10 | ea | 100 | M10,, | 05660001262 | COLOR CAP,CAP,120P,BROWN,VIJAYA/VIET NAM | ea
1079 | VB2 | A38600032 | HOUSING,HOUSING CONNECTOR,HD-064-M+HD-064-F,Crimp contacts for 1.5mm2,PIDIA/CHINA | M10 | set | 14 | M10,, | 06210000289 | HOUSING,HOUSING CONNECTOR,HD-064-M+HD-064-F,Crimp contacts for 1.5mm2,PIDIS/CHINA | set
1080 | VB2 | A22300744 | AUX RELAY,HLY2SN-A220,AC220V,50/60Hz,AUX.CONTACT:2C,10A,W/Socket HLY2S and hold down clip,LED,HIVERO/CHINA | M10 | ea | 1 | M10,, | 12870001030 | AUX RELAY,HLY2SN-A220,COIL VOLTAGE:AC220V,50/60Hz,AUX.CONTACT:2C,W/SOCKET HLY2S,LED,HOLD DOWN CLIP,HIVERO/CHINA | ea
1081 | VB2 | A31300416 | LAMP,HC25P-11FLW,AC/DC100-130V,50/60Hz,WHITE COLOR,25PI,LED TYPE,HIVERO/VIETNAM | M10 | ea | 37 | M10,, | #N/A | #N/A | #N/A
1082 | VB2 | A24800101 | PUSH BUTTON W/LAMP,HC25L-11FLG,25PI,AC/DC100-130V,50/60Hz,GREEN COLOR,LED TYPE,1a1b,HIVERO/VIETNAM. | M10 | ea | 9 | M10,, | 25960000666 | PUSH BUTTON W/LAMP,HC25L-11FLG,25PI,AC/DC100-130V,50/60Hz,GREEN COLOR,LED TYPE,1a1b,HIVERO/VIETNAM | ea
1083 | VB2 | A22300742 | AUX RELAY,HMY4SN-D220,DC220V,AUX.CONTACT:4C,5A,W/Socket HMY4S and hold down clip,LED,HIVERO/CHINA | M10 | ea | 24 | M10,, | 12870000981 | AUX RELAY,HMY4SN-D220,COIL VOLTAGE:DC220V,AUX.CONTACT:4C,W/SOCKET HMY4S,LED,HOLD DOWN CLIP,HIVERO/CHINA | ea
1084 | VB2 | A32600568 | T/B,END COVER,D-URTK/S,FOR TB URTK/S,JINH/CHINA | M10 | ea | 95 | M10,, | 11020000014 | T/B ASS'Y,END COVER,D-URTK/S (FOR TB URTK/S),JINH/CHINA | ea
1085 | VB2 | A24800098 | PUSH BUTTON W/LAMP,HC25L-11FLR,25PI,AC/DC100-130V,50/60Hz,RED COLOR,LED TYPE,1a1b,HIVERO/VIETNAM. | M10 | ea | 9 | M10,, | 25960000664 | PUSH BUTTON W/LAMP,HC25L-11FLR,25PI,AC/DC100-130V,50/60Hz,RED COLOR,LED TYPE,1a1b,HIVERO/VIETNAM | ea
1086 | VB2 | A37600024 | CABLE LUG,RING,JOT 10-M6,10.0SQ,1 HOLE,JEONO / KOREA. | M20 | ea | 5763 | M20,, | 05510001793 | CABLE LUG,RING,JOT 10-M6,10.0 SQmm,1 HOLE,JEONO/KOREA | ea
1087 | VB2 | A37800025 | COLOR CAP,CAP,14P,RED,CHINA. | M20 | ea | 1000 | M20,, | 05660001100 | COLOR CAP,CAP,14P,RED,CHINA | ea
1088 | VB2 | A37800026 | COLOR CAP,CAP,14P,YELLOW,CHINA. | M20 | ea | 1491 | M20,, | 05660001101 | COLOR CAP,CAP,14P,YELLOW,CHINA | ea
1089 | VB2 | A37800174 | COLOR CAP,THERMO STC-CAP,STC 16,GRAY,SEUNGJEON/KOREA. | M20 | ea | 28 | M20,, | 05660001145 | COLOR CAP,THERMO STC-CAP,STC 16,GRAY,SEUNGJEON/KOREA | ea
1090 | VB2 | A37600840 | CABLE LUG,RING,JOCP 70-M8,70.0SQ,1 HOLE,JEONO / KOREA | M20 | ea | 1563 | M20,, | 05510001833 | CABLE LUG,RING,JOCP 70-M8,70.0 SQmm,1 HOLE,JEONO / KOREA | ea
1091 | VB2 | A37601097 | CABLE LUG,BLADE,JOBN 10W,10.0SQ,26.5MM LENGTH,JEONO / KOREA. | M10 | ea | 457 | M10,, | 05510001866 | CABLE LUG,BLADE,JOBN 10W,10.0 SQmm,26.5MM LENGTH,JEONO/KOREA | ea
1092 | VB2 | A37601098 | CABLE LUG,BLADE,JOBN 25W,25.0SQ,32.5MM LENGTH,JEONO / KOREA. | M10 | ea | 287 | M10,, | 05510001867 | CABLE LUG,BLADE,JOBN 25W,25.0 SQmm,32.5MM LENGTH,JEONO/KOREA | ea
1093 | VB2 | A37800035 | COLOR CAP,CAP,35P,BLUE,CHINA. | M20 | ea | 1470 | M20,, | 05660001106 | COLOR CAP,CAP,35P,BLUE,CHINA | ea
1094 | VB2 | A37800037 | COLOR CAP,CAP,35P,RED,CHINA. | M20 | ea | 971 | M20,, | 05660001108 | COLOR CAP,CAP,35P,RED,CHINA | ea
1095 | VB2 | A37800038 | COLOR CAP,CAP,35P,YELLOW,CHINA. | M20 | ea | 600 | M20,, | 05660001109 | COLOR CAP,CAP,35P,YELLOW,CHINA | ea
1096 | VB2 | A32600605 | T/B,NUMBERING,Marker for terminal blocks - UCT-TM 6 -0828736,FROM 151~160,PHOENIX CONTACT | M10 | ea | 2 | M10,, | 11020000026 | T/B ASS'Y,NUMBERING/Marker for terminal blocks,UCT-TM 6 -0828736 (FROM 151-160),PHOENIX CONTACT | ea
1097 | VB2 | A61200757 | BOLT,EYE BOLT,M20,L30,STS304,With Washer NyLon 66 (3Tx30D1x20.5D2) | M10 | set | 60 | M10,, | 01210100308 | BOLT,EYE BOLT,With Washer NyLon 66 (3Tx30D1x20.5D2),M20,L30,STS304 | set
1098 | VB2 | A61200759 | BOLT,HEX SOCKET HEAD BOLT,M5,L20,SM45C,Ep-Fe/Zn 5/CM2(Cr3/White),TENSILE CLASS 8.8 | M10 | ea | 878 | M10,, | 01210100240 | BOLT,HEX SOCKET HEAD BOLT,M5,L20,SM45C,Ep-Fe/Zn 5/CM2(Cr3/White),TENSILE CLASS 8.8 | ea
1099 | VB2 | A61200785 | BOLT,HEX SOCKET HEAD BOLT,M5,L20,SM45C,Ep-Fe/Zn 5/CM2(Cr3/White),TENSILE CLASS 12.9,VIET NAM | M10 | ea | 100 | M10,, | 01210100243 | BOLT,HEX SOCKET HEAD BOLT,M5,L20,SM45C,Ep-Fe/Zn 5/CM2(Cr3/White),TENSILE CLASS 12.9,VIET NAM | ea
1100 | VB2 | A61200787 | BOLT,PARTIALLY THREADED HEX BOLT, DIN 931,M12,L75,SM45C,Ep-Fe/Zn 5/CM2(Cr3/White),TENSILE CLASS 10.9,Nylok coating | M10 | ea | 4090 | M10,, | 45718200068 | BOLT,PARTIALLY THREADED HEX BOLT,M12,L75,SM45C,Ep-Fe/Zn 5/CM2(Cr3/White),TENSILE CLASS 10.9,DIN 931,Nylok coating | ea
1101 | VB2 | A61200797 | BOLT,PARTIALLY THREADED HEX BOLT, DIN 931,M12,L100,SM45C,Ep-Fe/Zn 5/CM2(Cr3/White),TENSILE CLASS 10.9,Nylok coating | M10 | ea | 3023 | M10,, | 45718200073 | BOLT,PARTIALLY THREADED HEX BOLT,M12,L100,SM45C,Ep-Fe/Zn 5/CM2(Cr3/White),TENSILE CLASS 10.9,DIN 931,Nylok coating | ea
1102 | VB2 | A61200798 | BOLT,PARTIALLY THREADED HEX BOLT, DIN 931,M12,L55,SM45C,Ep-Fe/Zn 5/CM2(Cr3/White),TENSILE CLASS 10.9,Nylok coating | M10 | ea | 130 | M10,, | 45718200064 | BOLT,PARTIALLY THREADED HEX BOLT,M12,L55,SM45C,Ep-Fe/Zn 5/CM2(Cr3/White),TENSILE CLASS 10.9,DIN 933,Nylok coating | ea
1103 | VB2 | A61200799 | BOLT,PARTIALLY THREADED HEX BOLT, DIN 931,M12,L70,SM45C,Ep-Fe/Zn 5/CM2(Cr3/White),TENSILE CLASS 10.9,Nylok coating | M10 | ea | 5952 | M10,, | 45718200067 | BOLT,PARTIALLY THREADED HEX BOLT,M12,L70,SM45C,Ep-Fe/Zn 5/CM2(Cr3/White),TENSILE CLASS 10.9,DIN 931,Nylok coating | ea
1104 | VB2 | A61200800 | BOLT,PARTIALLY THREADED HEX BOLT, DIN 931,M12,L80,SM45C,Ep-Fe/Zn 5/CM2(Cr3/White),TENSILE CLASS 10.9,Nylok coating | M10 | ea | 7982 | M10,, | 45718200069 | BOLT,PARTIALLY THREADED HEX BOLT,M12,L80,SM45C,Ep-Fe/Zn 5/CM2(Cr3/White),TENSILE CLASS 10.9,DIN 931,Nylok coating | ea
1105 | VB2 | A61200801 | BOLT,PARTIALLY THREADED HEX BOLT, DIN 931,M12,L90,SM45C,Ep-Fe/Zn 5/CM2(Cr3/White),TENSILE CLASS 10.9,Nylok coating | M10 | ea | 698 | M10,, | 45718200071 | BOLT,PARTIALLY THREADED HEX BOLT,M12,L90,SM45C,Ep-Fe/Zn 5/CM2(Cr3/White),TENSILE CLASS 10.9,DIN 931,Nylok coating | ea
1106 | VB2 | A61200814 | BOLT,HEX BOLT,P/W*2+S/W*1+NUT*1,M18,L40,SM45C,Ep-Fe/Zn 5/CM2(Cr3/White),TENSILE CLASS 8.8 | M10 | set | 10 | M10,, | 01210100333 | BOLT,HEX BOLT,P/W*2+S/W*1+NUT*1,M18,L40,SM45C,Ep-Fe/Zn 5/CM2(Cr3/White),TENSILE CLASS 8.8 | set
1107 | VB2 | A61200816 | BOLT,HEX BOLT,P/W*2+S/W*1+NUT*1,M8,L25,SM45C,Ep-Fe/Zn 5/CM2(Cr3/White),TENSILE CLASS 10.9 | M10 | set | 120 | M10,, | 01210100359 | BOLT,HEX BOLT,P/W*2+S/W*1+NUT*1,M8,L25,SM45C,Ep-FE/Zn 5/CM2 (Cr3/White),TENSILE CLASS 10.9 | set
1108 | VB2 | A61200409 | BOLT,HEX COMBINED,P/W*1+S/W*1,M8,L15,TENSILE CLASS 8.8 | M20 | set | 19800 | M20,, | 01210100295 | BOLT,HEX COMBINED,P/W*1+S/W*1,M8,L15,TENSILE CLASS 8.8 | set
1109 | VB2 | A61200410 | BOLT,HEX COMBINED,P/W*1+S/W*1,M12,L35,TENSILE CLASS 8.8 | M20 | set | 3088 | M20,, | 01210100296 | BOLT,HEX COMBINED,P/W*1+S/W*1,M12,L35,TENSILE CLASS 8.8 | set
1110 | VB2 | A61200411 | BOLT,HEX COMBINED,P/W*1+S/W*1,M12,L40,TENSILE CLASS 8.8 | M20 | set | 1000 | M20,, | 01210100297 | BOLT,HEX COMBINED,P/W*1+S/W*1,M12,L40,TENSILE CLASS 8.8 | set
1111 | VB2 | A61200412 | BOLT,HEX COMBINED,P/W*1+S/W*1,M12,L45,TENSILE CLASS 8.8 | M20 | set | 2000 | M20,, | 01210100298 | BOLT,HEX COMBINED,P/W*1+S/W*1,M12,L45,TENSILE CLASS 8.8 | set
1112 | VB2 | A61200419 | BOLT,HEX BOLT,M6,L20,SM45C,Ep-Fe/Zn 5/CM2(Cr3/White),TENSILE CLASS 8.8 | M20 | ea | 4000 | M20,, | 01210100211 | BOLT,HEX BOLT,M6,L20,SM45C,Ep-Fe/Zn 5/CM2(Cr3/White),TENSILE CLASS 8.8 | ea
1113 | VB2 | A61200420 | BOLT,HEX BOLT,P/W*2+S/W*1,M8,L20,SM45C,Ep-Fe/Zn 5/CM2(Cr3/White),TENSILE CLASS 8.8 | M20 | ea | 16800 | M20,, | 01210100212 | BOLT,HEX BOLT,P/W*2+S/W*1,M8,L20,SM45C,Ep-Fe/Zn 5/CM2(Cr3/White),TENSILE CLASS 8.8 | ea
1114 | VB2 | A61200455 | BOLT,HEX BOLT,P/W*2+S/W*1+NUT*1,M16,L80,SM45C,Ep-Fe/Zn 5/CM2(Cr3/White),TENSILE CLASS 8.8 | M20 | set | 214 | M20,, | 01210100313 | BOLT,HEX BOLT,P/W*2+S/W*1+NUT*1,M16,L80,SM45C,Ep-Fe/Zn 5/CM2(Cr3/White),TENSILE CLASS 8.8 | set
1115 | VB2 | A61200460 | BOLT,HEX BOLT,P/W*2+S/W*1+NUT*1,M12,L35,SM45C,Ep-Fe/Zn 5/CM2(Cr3/White),TENSILE CLASS 8.8 | M20 | set | 262 | M20,, | 01210100379 | BOLT,HEX BOLT,P/W*2+S/W*1+NUT*1,M12,L35,SM45C,Ep-Fe/Zn 5/CM2(Cr3/White),TENSILE CLASS 8.8 | set
1116 | VB2 | A61200463 | BOLT,HEX SOCKET HEAD BOLT,M8,L20,SM45C,Ep-Fe/Zn 5/CM2(Cr3/White),TENSILE CLASS 8.8 | M20 | ea | 11248 | M20,, | 01210100213 | BOLT,HEX SOCKET HEAD BOLT,M8,L20,SM45C,Ep-Fe/Zn 5/CM2(Cr3/White),TENSILE CLASS 8.8 | ea
1117 | VB2 | A61200464 | BOLT,HEX SOCKET HEAD BOLT,M8,L25,SM45C,Ep-Fe/Zn 5/CM2(Cr3/White),TENSILE CLASS 8.8 | M20 | ea | 10105 | M20,, | 01210100214 | BOLT,HEX SOCKET HEAD BOLT,M8,L25,SM45C,Ep-Fe/Zn 5/CM2(Cr3/White),TENSILE CLASS 8.8 | ea
1118 | VB2 | A61200479 | BOLT,Thread Rod,M12,L2000,STELL,Ep-Fe/Zn 5/CM2(Cr3/White),TENSILE CLASS 8.8 | M10 | ea | 186 | M10,, | 01210100215 | BOLT,Thread Rod,M12,L2000,STELL,Ep-Fe/Zn 5/CM2(Cr3/White),TENSILE CLASS 8.8 | ea
1119 | VB2 | A61200501 | BOLT,HEX COMBINED,P/W*1+S/W*1,M8,L25,TENSILE CLASS 8.8 | M20 | set | 5800 | M20,, | 01210100318 | BOLT,HEX COMBINED,P/W*1+S/W*1,M8,L25,TENSILE CLASS 8.8 | set
1120 | VB2 | A61200502 | BOLT,HEX COMBINED,P/W*1+S/W*1,M10,L16,TENSILE CLASS 8.8 | M20 | set | 10200 | M20,, | 01210100319 | BOLT,HEX COMBINED,P/W*1+S/W*1,M10,L16,TENSILE CLASS 8.8 | set
1121 | VB2 | A61200504 | BOLT,HEX COMBINED,P/W*1+S/W*1,M10,L30,TENSILE CLASS 8.8 | M20 | set | 4500 | M20,, | 01210100320 | BOLT,HEX COMBINED,P/W*1+S/W*1,M10,L30,TENSILE CLASS 8.8 | set
1122 | VB2 | A61200505 | BOLT,HEX COMBINED,P/W*1+S/W*1,M10,L35,TENSILE CLASS 8.8 | M20 | set | 16100 | M20,, | 01210100321 | BOLT,HEX COMBINED,P/W*1+S/W*1,M10,L35,TENSILE CLASS 8.8 | set
1123 | VB2 | A61200506 | BOLT,HEX COMBINED,P/W*1+S/W*1,M12,L30,TENSILE CLASS 8.8 | M20 | set | 3500 | M20,, | 01210100322 | BOLT,HEX COMBINED,P/W*1+S/W*1,M12,L30,TENSILE CLASS 8.8 | set
1124 | VB2 | A61200508 | BOLT,HEX BOLT,P/W*2+S/W*1+NUT*1,M12,L140,SM45C,Ep-Fe/Zn 5/CM2(Cr3/White),TENSILE CLASS 8.8 | M10 | set | 4 | M10,, | 01210100323 | BOLT,HEX BOLT,P/W*2+S/W*1+NUT*1,M12,L140,SM45C,Ep-Fe/Zn 5/CM2(Cr3/White),TENSILE CLASS 8.8 | set
1125 | VB2 | A61200528 | BOLT,ANCHOR BOLT,P/W*1+S/W*1+NUT*1,M16,L150,STS304 | M10 | set | 125 | M10,, | 01210100385 | BOLT,ANCHOR BOLT,P/W*1+S/W*1+NUT*1,M16,L150,STS304 | set
1126 | VB2 | A61200537 | BOLT,ANCHOR BOLT,P/W*1+S/W*1+NUT*1,M12,L200,SM45C,Ep-Fe/Zn 5/CM2(Cr3/White),TENSILE CLASS 8.8 | M10 | ea | 124 | M10,, | 01210100248 | BOLT,ANCHOR BOLT,P/W*1+S/W*1+NUT*1,M12,L200,SM45C,Ep-Fe/Zn 5/CM2(Cr3/White),TENSILE CLASS 8.8 | ea
1127 | VB2 | A61200135 | BOLT,HEX BOLT,P/W*2+S/W*1+NUT*1,M8,L25,SM45C,Ep-Fe/Zn 5/CM2(Cr3/White),TENSILE CLASS 8.8 | M20 | set | 8411 | M20,, | 45719000002 | BOLT,HEX BOLT,P/W*2+S/W*1+NUT*1,M8,L25,SM45C, Ep-Fe/Zn 5/CM2(Cr3/White),TENSILE CLASS 8.8 | ea
1128 | VB2 | A61200136 | BOLT,HEX BOLT,P/W*2+S/W*1+NUT*1,M8,L30,SM45C,Ep-Fe/Zn 5/CM2(Cr3/White),TENSILE CLASS 8.8 | M20 | set | 1750 | M20,, | 45719000003 | BOLT,HEX BOLT,P/W*2+S/W*1+NUT*1,M8,L30,SM45C, Ep-Fe/Zn 5/CM2(Cr3/White),TENSILE CLASS 8.8 | ea
1129 | VB2 | A61200137 | BOLT,HEX BOLT,P/W*2+S/W*1+NUT*1,M8,L40,SM45C,Ep-Fe/Zn 5/CM2(Cr3/White),TENSILE CLASS 8.8 | M20 | set | 3100 | M20,, | 01210100380 | BOLT,HEX BOLT,P/W*2+S/W*1+NUT*1,M8,L40,SM45C,Ep-Fe/Zn 5/CM2(Cr3/White),TENSILE CLASS 8.8 | set
1130 | VB2 | A61200141 | BOLT,HEX BOLT,P/W*2+S/W*1+NUT*1,M10,L50,SM45C,Ep-Fe/Zn 5/CM2(Cr3/White),TENSILE CLASS 8.8 | M20 | set | 1000 | M20,, | 01210100360 | BOLT,HEX BOLT,P/W*2+S/W*1+NUT*1,M10,L50,SM45C,Ep-FE/Zn 5/CM2 (Cr3/White),TENSILE CLASS 8.8 | set
1131 | VB2 | A61200179 | BOLT,HEX BOLT,P/W*2+S/W*1+NUT*1,M12,L50,SM45C,Ep-Fe/Zn 5/CM2(Cr3/White),TENSILE CLASS 8.8 | M20 | set | 750 | M20,, | 01210100262 | BOLT,HEX BOLT,P/W*2+S/W*1+NUT*1,M12,L50,SM45C,Ep-Fe/Zn 5/CM2(Cr3/White),TENSILE CLASS 8.8 | set
1132 | VB2 | A61200181 | BOLT,HEX BOLT,P/W*2+S/W*1+NUT*1,M10,L20,SM45C,Ep-Fe/Zn 5/CM2(Cr3/White),TENSILE CLASS 8.8 | M20 | set | 4800 | M20,, | 01210100263 | BOLT,HEX BOLT,P/W*2+S/W*1+NUT*1,M10,L20,SM45C,Ep-Fe/Zn 5/CM2(Cr3/White),TENSILE CLASS 8.8 | set
1133 | VB2 | A61200184 | BOLT,HEX BOLT,P/W*2+S/W*1+NUT*1,M12,L90,SM45C,Ep-Fe/Zn 5/CM2(Cr3/White),TENSILE CLASS 8.8 | M20 | set | 1130 | M20,, | 01210100264 | BOLT,HEX BOLT,P/W*2+S/W*1+NUT*1,M12,L90,SM45C,Ep-Fe/Zn 5/CM2(Cr3/White),TENSILE CLASS 8.8 | set
1134 | VB2 | A61200185 | BOLT,HEX BOLT,P/W*2+S/W*1+NUT*1,M12,L95,SM45C,Ep-Fe/Zn 5/CM2(Cr3/White),TENSILE CLASS 8.8 | M20 | set | 750 | M20,, | 01210100265 | BOLT,HEX BOLT,P/W*2+S/W*1+NUT*1,M12,L95,SM45C,Ep-Fe/Zn 5/CM2(Cr3/White),TENSILE CLASS 8.8 | set
1135 | VB2 | A61200186 | BOLT,HEX BOLT,P/W*2+S/W*1+NUT*1,M12,L100,SM45C,Ep-Fe/Zn 5/CM2(Cr3/White),TENSILE CLASS 8.8 | M20 | set | 450 | M20,, | 01210100266 | BOLT,HEX BOLT,P/W*2+S/W*1+NUT*1,M12,L100,SM45C,Ep-Fe/Zn 5/CM2(Cr3/White),TENSILE CLASS 8.8 | set
1136 | VB2 | A61200191 | BOLT,HEX BOLT,P.S/W,M10,L20,SM45C,Ep-Fe/Zn 5/CM2(Cr3/White),TENSILE CLASS 8.8 | M10 | ea | 1200 | M10,, | 01210100210 | BOLT,HEX BOLT,P.S/W,M10,L50,SM45C,Ep-Fe/Zn 5/CM2(Cr3/White),TENSILE CLASS 8.8 | ea
1137 | VB2 | A61200191 | BOLT,HEX BOLT,P.S/W,M10,L20,SM45C,Ep-Fe/Zn 5/CM2(Cr3/White),TENSILE CLASS 8.8 | M20 | ea | 1000 | M20,, | 01210100210 | BOLT,HEX BOLT,P.S/W,M10,L50,SM45C,Ep-Fe/Zn 5/CM2(Cr3/White),TENSILE CLASS 8.8 | ea
1138 | VB2 | A91200209 | STICKER,DANGER,HxW: 46.5mmx115mm,Words: English and Korean,VPNA/VIETNAM | M10 | ea | 579 | M10,, | 79668200095 | STICKER,DANGER,HxW: 46.5mmx115mm,Words: English and Korean,VPNA/VIET NAM | ea
1139 | VB2 | A91200210 | STICKER,WARNING,HxW: 122mmx65mm,Words: English and Vietnamese,VPNA/VIETNAM | M10 | ea | 290 | M10,, | 79668200096 | STICKER,WARNING,HxW: 122mmx65mm,Words: English and Vietnamese,VPNA/VIET NAM | ea
1140 | VB2 | A91200211 | STICKER,WARNING,HxW: 122mmx65mm,Words: English and Korean,VPNA/VIETNAM | M10 | ea | 545 | M10,, | 79668200097 | STICKER,WARNING,HxW: 122mmx65mm,Words: English and Korean,VPNA/VIET NAM | ea
1141 | VB2 | A91200212 | STICKER,DANGER ELECTRICAL HAZARD,HxW: 120mmx110mm,Words: English and Vietnamese,VPNA/VIETNAM | M10 | ea | 132 | M10,, | 79668200098 | STICKER,DANGER ELECTRICAL HAZARD,HxW: 120mmx110mm,Words: English and Vietnamese,VPNA/VIET NAM | ea
1142 | VB2 | A91200223 | STICKER,CAUTION VCB/VCS HOLE FOR “DRAW OUT- DRAW IN”,HxW: 62mmx115mm,Words: English and Vietnamese,MCSG type,VPNA/VIETNAM | M10 | ea | 243 | M10,, | 79668200073 | STICKER,CAUTION VCB/VCS HOLE FOR “DRAW OUT- DRAW IN”,MCSG type,HxW: 62mmx115mm,Words: English and Vietnamese,VPNA/VIETNAM | ea
1143 | VB2 | A91200224 | STICKER,CAUTION PT HOLE FOR “DRAW OUT- DRAW IN”,HxW: 62mmx115mm,Words: English and Vietnamese,MCSG type,VPNA/VIETNAM | M10 | ea | 555 | M10,, | 79668200074 | STICKER,CAUTION PT HOLE FOR “DRAW OUT- DRAW IN”,MCSG type,HxW: 62mmx115mm,Words: English and Vietnamese,VPNA/VIETNAM | ea
1144 | VB2 | A91200225 | STICKER,30PI WITH LETTER INSIDE-A (YELLOW) | M10 | ea | 340 | M10,, | 79668200134 | STICKER,30PI WITH LETTER INSIDE-A (YELLOW) | ea
1145 | VB2 | A91200226 | STICKER,30PI WITH LETTER INSIDE-B (GREEN) | M10 | ea | 340 | M10,, | 79668200135 | STICKER,30PI WITH LETTER INSIDE-B (GREEN) | ea
1146 | VB2 | A84000120 | STEEL,GL/AZ150,PLATE,T1.5,W1250,L2500,(36KG/SHEET),YIEH PHUI | M10 | kg | 2232 | M10,, | 40010007924 | STEEL,GL/AZ150,PLATE,T1.5,W1250,L2500,( 36KG/SHEET ),YIEH PHUI | kg
1147 | VB2 | A84000162 | STEEL,GL/AZ150,PLATE,T3.0,W1250,L2500,(72KG/SHEET),YIEH PHUI | M10 | kg | 3096 | M10,, | 40010007925 | STEEL,GL/AZ150,PLATE,T3.0,W1250,L2500,( 72KG/SHEET ),YIEH PHUI | kg
1148 | VB2 | A85000635 | CABLE,0.6/1kV CU/FR-PVC (FR-GV),1Cx95 SQmm,GREEN&YELLOW,SH VINA CABLE | M30 | m | 121 | M30,, | 41510005022 | CABLE,0.6/1kV Cu/FR-PVC(FR-GV),1Cx95 SQmm,GREEN/YELLOW,CLASS 5,COSMOLINK VINA/VIETNAM | m
1149 | VB2 | A85000650 | CABLE,Cu/PVC/PVC(VCT),TCVN 6610/IEC 60227,4Cx1.5 SQmm,0.6/1KV,BLACK,COSMOLINK/VIETNAM | M30 | m | 140 | M30,, | 41510005023 | CABLE,0.6/1kV Cu/PVC/PVC(VCT),4Cx1.5 SQmm,BLACK,CLASS 5,COSMOLINK VINA/VIETNAM | m
1150 | VB2 | A85100370 | WIRE,KIV CABLE,1Cx1.5 SQmm,0.6/1kv -Cu/PVC TCVN 5935/IEC 60502-1,BLACK,SH CABLE/VIET NAM | M30 | m | 400 | M30,, | 41564250083 | WIRE,0.6/1kV Cu/FR-HPVC,HKIV(Heat Resistant PVC),1Cx1.5 SQmm,BLACK,CLASS 5,COSMOLINK VINA/VIETNAM | m
1151 | VB2 | A85100371 | WIRE,KIV CABLE,1Cx4.0 SQmm,0.6/1kv -Cu/PVC TCVN 5935/IEC 60502-1,BLUE,SH CABLE/VIET NAM | M30 | m | 530 | M30,, | 41564250099 | WIRE,0.6/1kV Cu/FR-HPVC,HKIV(Heat Resistant PVC),1Cx4.0 SQmm,BLUE,CLASS 5,COSMOLINK VINA/VIETNAM | m
1152 | VB2 | A85100375 | WIRE,KIV CABLE,1Cx2.5 SQmm,0.6/1kv -Cu/PVC TCVN 5935/IEC 60502-1,BLACK,SH CABLE/VIET NAM | M30 | m | 1500 | M30,, | 41564250090 | WIRE,0.6/1kV Cu/FR-HPVC,HKIV(Heat Resistant PVC),1Cx2.5 SQmm,BLACK,CLASS 5,COSMOLINK VINA/VIETNAM | m
1153 | VB2 | A85100393 | WIRE,KIV CABLE,1Cx4.0 SQmm,0.6/1kv -Cu/PVC TCVN 5935/IEC 60502-1,GRAY,SH CABLE/VIET NAM | M30 | m | 94 | M30,, | 41564250101 | WIRE,0.6/1kV Cu/FR-HPVC,HKIV(Heat Resistant PVC),1Cx4.0 SQmm,GRAY,CLASS 5,COSMOLINK VINA/VIETNAM | m
1154 | VB2 | A85000002 | CABLE,KIV CABLE,1Cx16 SQmm,450/750V,BLACK,SH VINA CABLE | M10 | m | 59 | M10,, | 41510004978 | CABLE,450/750V-Cu/PVC,KIV,1Cx16 SQmm,BLACK,CLASS 5,COSMOLINK VINA/VIETNAM | m
1155 | VB2 | A85000002 | CABLE,KIV CABLE,1Cx16 SQmm,450/750V,BLACK,SH VINA CABLE | M30 | m | 122 | M30,, | 41510004978 | CABLE,450/750V-Cu/PVC,KIV,1Cx16 SQmm,BLACK,CLASS 5,COSMOLINK VINA/VIETNAM | m
1156 | VB2 | A85000003 | CABLE,KIV CABLE,1Cx25 SQmm,MULTI-CORE CABLES,450/750V,BLACK,SH VINA CABLE | M10 | m | 76 | M10,, | 41510004979 | CABLE,450/750V-Cu/PVC,KIV,1Cx25 SQmm,BLACK,CLASS 5,COSMOLINK VINA/VIETNAM | m
1157 | VB2 | A85000003 | CABLE,KIV CABLE,1Cx25 SQmm,MULTI-CORE CABLES,450/750V,BLACK,SH VINA CABLE | M30 | m | 549 | M30,, | 41510004979 | CABLE,450/750V-Cu/PVC,KIV,1Cx25 SQmm,BLACK,CLASS 5,COSMOLINK VINA/VIETNAM | m
1158 | VB2 | A85000004 | CABLE,KIV CABLE,1Cx35 SQmm,MULTI-CORE CABLES,450/750V,BLACK,SH VINA CABLE | M30 | m | 1029 | M30,, | 41510004980 | CABLE,450/750V-Cu/PVC,KIV,1Cx35 SQmm,BLACK,CLASS 5,COSMOLINK VINA/VIETNAM | m
1159 | VB2 | A85000006 | CABLE,KIV CABLE,1Cx50 SQmm,MULTI-CORE CABLES,450/750V,BLACK,SH VINA CABLE | M30 | m | 261 | M30,, | 41510004981 | CABLE,450/750V-Cu/PVC,KIV,1Cx50 SQmm,BLACK,CLASS 5,COSMOLINK VINA/VIETNAM | m
1160 | VB2 | A85000091 | CABLE,Cu/PVC/PVC,2Cx4.0 SQmm,0.6/1KV,BLACK,LSCABLE/VIETNAM | M30 | m | 400 | M30,, | 41510004989 | CABLE,0.6/1kV Cu/PVC/PVC,2Cx4.0 SQmm,BLACK,LS CABLE/VIETNAM | m
1161 | VB2 | A85000117 | CABLE,Cu/XLPE/PVC,1Cx50 SQmm,12.7/22(24)kV,BLACK,LSCABLE/VIETNAM | M30 | m | 20 | M30,, | 41510004990 | CABLE,12.7/22(24)kV Cu/XLPE/PVC,1Cx50 SQmm,BLACK,LS CABLE/VIETNAM | m
1162 | VB2 | A90100024 | PACKING,PACKING,SJ090014,EPDM,L135,DAEIL CST/KOREA | M10 | sht | 274 | M10,, | 80568200003 | PACKING,SJ090014,L135,EPDM,DAEIL CST/KOREA | sht
1163 | VB2 | A90100025 | PACKING,PACKING,SJ090012-P4,EPDM,W1300*L975,DAEIL CST/KOREA | M10 | sht | 91 | M10,, | 80568200018 | PACKING,SJ090012-P4,W1300*L975,EPDM,DAEIL CST/KOREA | sht
1164 | VB2 | A90100026 | PACKING,PARKING,SJ090012-P5,EPDM,W1000,L675,DAEIL CST/KOREA | M10 | sht | 78 | M10,, | 80568200006 | PACKING,SJ090012-P5,W1000 L675,EPDM,DAEIL CST/KOREA | sht
1165 | VB2 | A90100028 | PACKING,PARKING,SJ090010-P2,EPDM,H2200,L1095,DAEIL CST/KOREA | M10 | sht | 54 | M10,, | 80568200009 | PACKING,SJ090010-P2,H2200 L1095,EPDM,DAEIL CST/KOREA | sht
1166 | VB2 | A90100036 | PACKING,DOOR PACKING,9Tx30x2M | M10 | sht | 200 | M10,, | 03060000469 | PACKING,DOOR PACKING,9Tx30x2M | sht
1167 | VB2 | A90100036 | PACKING,DOOR PACKING,9Tx30x2M | M20 | sht | 175 | M20,, | 03060000469 | PACKING,DOOR PACKING,9Tx30x2M | sht
1168 | VB2 | A90100037 | PACKING,PACKING,14mm | M20 | m | 500 | M20,, | 80568200013 | PACKING,PACKING,14 mm | m
1169 | VB2 | A90100052 | PACKING,DOOR PACKING VERTICAL INSERT TYPE,(MFT-001),DELL/ CHINA | M10 | m | 2200 | M10,, | 80568200025 | PACKING,DOOR PACKING VERTICAL INSERT TYPE,(MFT-001),DELL/ CHINA | m
1170 | VB2 | A90100054 | PACKING,PACKING,(MFT-070),DELL/ CHINA | M10 | m | 140 | M10,, | 80568200026 | PACKING,PACKING,(MFT- 070),DELL/ CHINA | m
1171 | VB2 | A90100058 | PACKING,DOOR PACKING,EPDM VERTICAL INSERT TYPE 1.5T ~ 3.2T,WHNB-2-1,Wonchang/Korea | M20 | m | 768.2 | M20,, | 80568200019 | PACKING,DOOR PACKING,WHNB-2-1,EPDM VERTICAL INSERT TYPE 1.5T ~ 3.2T,Wonchang/Korea | m
1172 | VB2 | A90100059 | PACKING,DOOR PACKING,EPDM HORIZONTAL INSERT TYPE 1.5T ~ 3.2T,WHNB-1-1,Wonchang/Korea | M20 | m | 728.7 | M20,, | 80568200020 | PACKING,DOOR PACKING,WHNB-1-1,EPDM HORIZONTAL INSERT TYPE 1.5T ~ 3.2T,Wonchang/Korea | m
1173 | VB2 | A90100077 | PACKING,DOOR PACKING,MFT-007,Black EPDM sealing strip(with steel sheet),HENGZHU/CHINA | M10 | m | 100 | M10,, | 80568200028 | PACKING,DOOR PACKING,MFT-007,Black EPDM sealing strip(with steel sheet),HENGZHU/CHINA | m
1174 | VB2 | A91200061 | STICKER,20PI WITH LETTER INSIDE (EARTHING) | M10 | ea | 1590 | M10,, | 79668200119 | STICKER,20PI WITH LETTER INSIDE (EARTHING) | ea
1175 | VB2 | A91200142 | STICKER,E- STICKER,20PI,PE | M10 | ea | 1571 | M10,, | 79668200086 | STICKER,E- STICKER,20PI,PE | ea
1176 | VB2 | A91200177 | STICKER,WARNING STICKER,75x75(MV SWGR),DO NOT STEP_S44033029,VPNA/VIETNAM | M10 | ea | 988 | M10,, | 79668200090 | STICKER,WARNING STICKER,75x75(MV SWGR),DO NOT STEP_S44033029,VPNA/VIET NAM | ea
1177 | VB2 | A91200178 | STICKER,LOCK HANDLE,SSMCC OPEN-CLOSE,Inside 30PI &Outside 45PI,VIET NAM | M10 | ea | 193 | M10,, | 79668200091 | STICKER,LOCK HANDLE,SSMCC OPEN-CLOSE,Inside 30PI &Outside 45PI,VIET NAM | ea
1178 | VB2 | A91200188 | STICKER,WARNING (70mm x 127mm),POLISH,VIET NAM | M10 | ea | 278 | M10,, | 79668200093 | STICKER,WARNING (70mm x 127mm),POLISH,VIET NAM | ea
1179 | VB2 | A77100008 | LOGO PANEL,THICKNER,LS LOGO,4.2T X 81.9(W) X 37.7(H),LSIS/KOREA | A12 | ea | 7 | A12,, | 02620000001 | LOGO PANEL,THICKNER,LS LOGO,4.2T x 81.9(W) x 37.7(H),KOREA | ea
1180 | VB2 | A77100008 | LOGO PANEL,THICKNER,LS LOGO,4.2T X 81.9(W) X 37.7(H),LSIS/KOREA | E31 | ea | 5 | E31,, | 02620000001 | LOGO PANEL,THICKNER,LS LOGO,4.2T x 81.9(W) x 37.7(H),KOREA | ea
1181 | VB2 | A77100008 | LOGO PANEL,THICKNER,LS LOGO,4.2T X 81.9(W) X 37.7(H),LSIS/KOREA | M10 | ea | 17 | M10,, | 02620000001 | LOGO PANEL,THICKNER,LS LOGO,4.2T x 81.9(W) x 37.7(H),KOREA | ea
1182 | VB2 | A17400297 | PT,WYVT-50F,220/110V,50VA,1.0CL,50Hz,1.2Vn/CONT,WOONYOUNG/KOREA. | E31 | ea | 12 | E31,, | 24210002826 | PT,WYVT-50F,220/110V,50VA,1.0CL,50Hz,1.2Vn/CONT,WOONYOUNG/KOREA | ea
1183 | VB2 | A17400444 | PT,ES24 V2-B,22/R3/0.11/R3/0.11/R3kV,BIL:24/50/125kV,30/30VA,0.5CL/3P,50Hz,1.2Vn/CONT,1.9Vn/30s,ESITAS/INDONESIA. | M10 | ea | 6 | M10,, | 24210002828 | PT,ES24-V2-B,22/R3/0.11/R3/0.11/R3kV‚BIL-24/50/125kV,30/30VA,0.5CL/3P,50Hz,1.2Vn/CONT 1.9Vn/30s,ESITAS/INDONESIA | ea
1184 | VB2 | A22300692 | AUX RELAY,YSMY05-2P110DSL,DC 110V,AUX.CONTACT:2C,W/SOCKET YSSKMY-2,LED,YONGSUNG/KOREA | M10 | ea | 10 | M10,, | 12870000998 | AUX RELAY,YSMY05-2P110DSL,COIL VOLTAGE:DC110V,AUX.CONTACT:2C,W/SOCKET YS SKMY-2,LED,YONGSUNG/KOREA | ea
1185 | VB2 | A19100035 | GFR,WYGF-11T,0.1-10A,AUX.POWER:AC230V,50/60Hz,WOONYOUNG/KOREA. | M10 | ea | 8 | M10,, | 14760000136 | GFR,WYGF-11T,0.1-10A,AUX.POWER:AC230V,50/60Hz,WOONYOUNG/KOREA | ea
1186 | VB2 | A22750020 | LBS,Key Lock,Main equipment open position,EA S.R.L./Italy. | M10 | set | 37 | M10,, | 12820000001 | LBS PART,Key Lock,Main equipment open position,EA S.R.L./Italy | set
1187 | VB2 | A22750021 | LBS,Key Lock,Earthing switch open position,EA S.R.L./Italy. | M10 | set | 120 | M10,, | 12820000002 | LBS PART,Key Lock,Earthing switch open position,EA S.R.L./Italy | set
1188 | VB2 | A22800264 | MC,SL-T50 MC-AC100V MT-AC100V,3P,100~127VAC,50/60Hz,2NO2NC,MITSUBISHI/JAPAN | M10 | ea | 3 | M10,, | NA | #N/A | #N/A
1189 | VB2 | A24000052 | CAM S/W,YS C2201-54MOB,W/NP:LOCAL-REMOTE,CONTACT 2a2b,YONGSUNG/KOREA | M10 | ea | 1 | M10,, | 25510003030 | CAM S/W,YSC2201-54MOB,W/NP:LOCAL-REMOTE,CONTACT 2a2b,YONGSUNG/KOREA | ea
1190 | VB2 | A22500200 | ES,SJE-SN1232A-C3A4(P=150mm),3P,12kV,50/60Hz,31.5kA/3SEC,BIL:28/75kV,AUX 6A6B,INTERLOCK COIL 110VDC,W/OPERATING MECHANISM KIT,DRAWING NO.:12710000478,SANJEON/KOREA | E31 | ea | 2 | E31,, | NA | #N/A | #N/A
1191 | VB2 | A22500201 | ES,SJE-SN1225A-C3A4(P=150mm),3P,12kV,50/60Hz,25KA/3SEC,BIL:28/75kV,AUX 6A6B, INTERLOCK COIL 110VDC,SANJEON/KOREA | E31 | ea | 9 | E31,, | NA | #N/A | #N/A
1192 | VB2 | A22700104 | LBS,LF-AG-24-21-06,24kV,630A,50/60Hz,21kA/3s(25kA/1s),W/Second ES,Motor oper. 110Vdc,W/Fuse holders,W/key lock main& ES for open/close,contact main& ES each 2a2b,fuse blow 1C,SF6 presure gauge with contac | M10 | ea | 13 | M10,, | NA | #N/A | #N/A
1193 | VB2 | A24800013 | PUSH BUTTON W/LAMP,YSNPBL2-DL22R,25PI,220VDC,RED COLOR,LED TYPE,1a1b,YONGSUNG/KOREA. | M10 | ea | 97 | M10,, | 25960000654 | PUSH BUTTON W/LAMP,YSNPBL2-DL22R,25PI,220VDC,RED COLOR,LED TYPE,1a1b,YONGSUNG/KOREA | ea
1194 | VB2 | A24600003 | PB S/W,YSAP12-22G,25PI,2a2b,GREEN COLOR,YONGSUNG/KOREA. | E31 | ea | 5 | E31,, | 25910000543 | PB S/W,YSAP12-22G,25PI,2a2b,GREEN COLOR,YONGSUNG/KOREA | ea
1195 | VB2 | A24600089 | PUSH BUTTON,YSAP13-22N,30PI,2a2b,NAVY BLUE COLOR,YONGSUNG/KOREA | A12 | ea | 2 | A12,, | #N/A | #N/A | #N/A
1196 | VB2 | A22500117 | ES,SJE-CN2420G-C3A3M(P=230mm)-VINA-MIRROR,3P,24kV,50/60Hz,21kA/3 Sec,BIL:24/50/125kV,4A4B,M0/E0,VD,W/INTERLOCK COIL 110VDC,SANJEON/KOREA | E31 | ea | 1 | E31,, | NA | #N/A | #N/A
1197 | VB2 | A22500142 | ES,SJE-SN2425D-C3A4(P=275mm),3P,24kV,50/60Hz,25KA/3SEC,BIL:50/125kV,AUX 6A6B, INTERLOCK COIL 110VDC,W/OPERATING MECHANISM KIT,DWG NUMBER: 12710000461,FOR VCB VL-20H,SANJEON/KOREA | M10 | ea | 1 | M10,, | NA | #N/A | #N/A
1198 | VB2 | A24800002 | PUSH BUTTON W/LAMP,YSNPBL2-AL22R,25PI,220VAC,50Hz,RED COLOR,LED TYPE,1a1b,YONGSUNG/KOREA. | M10 | ea | 1 | M10,, | 25960000652 | PUSH BUTTON W/LAMP,YSNPBL2-AL22R,25PI,220VAC,50Hz,RED COLOR,LED TYPE,1a1b,YONGSUNG/KOREA | ea
1199 | VB2 | A24800020 | PUSH BUTTON W/LAMP,YSNPBL2-AL23R,25PI,230VAC,50Hz,RED COLOR,LED TYPE,1a1b,YONGSUNG/KOREA. | M10 | ea | 20 | M10,, | 25960000655 | PUSH BUTTON W/LAMP,YSNPBL2-AL23R,25PI,230VAC,50Hz,RED COLOR,LED TYPE,1a1b,YONGSUNG/KOREA | ea
1200 | VB2 | A39300043 | MCCB PART,Extended rotary handle EH3-S,FOR TS400~630,S-TYPE,LSIS/KOREA | M10 | ea | 10 | M10,, | 83111173806 | HANDLE(ACCE),EH3-S,TS630 | ea
1201 | VB2 | A39610001 | VARISTOR,Disk Varistor,INR14D181K,Voltage(Min:162V,Max:198V),Max continuous Voltage 150Vdc,Max clamping Voltage 300V,Amotech/Korea | M10 | ea | 836 | M10,, | NA | #N/A | #N/A
1202 | VB2 | A39900026 | SEMAPHORE INDICATOR,PI22/30-A-Q-DR-130-TV,110-130Vac/dc,22PI,SQUARE TYPE,DR COLOR,DISCONNECTOR SYMBOL,RED LED,DOMO/ITALIA | E31 | ea | 39 | E31,, | 07010000071 | SEMAPHORE INDICATOR,PI22/30-A-Q-DR-130-TV,110-130VAC/DC,22PI‚SQUARE TYPE‚DR COLOR,DISCONNECTOR SYMBOL,RED LED,DOMO/ITALIA | ea
1203 | VB2 | A40100003 | SPACE HEATER,RHT-100W,100W,AC220V,W/LED INDICATION,RUN ELECTRIC/KOREA. | M10 | ea | 10 | M10,, | 07117115142 | SPACE HEATER,RHT-100W,AC220V,100W,W/LED INDICATION,RUN ELECTRIC/KOREA | ea
1204 | VB2 | A40100005 | SPACE HEATER,RHT-100W,100W,AC230V,W/LED INDICATION,RUN ELECTRIC/KOREA. | M10 | ea | 1 | M10,, | 07117115143 | SPACE HEATER,RHT-100W,AC230V,100W,W/LED INDICATION,RUN ELECTRIC/KOREA | ea
1205 | VB2 | A40100012 | SPACE HEATER,RHTS-100W,100W,AC200~240V,50/60Hz,W/LED INDICATION,RUN ELECTRIC/KOREA. | A12 | ea | 169 | A12,, | 07117115144 | SPACE HEATER,RHTS-100W,AC200-240V,100W,50/60Hz,W/LED INDICATION,RUN ELECTRIC/KOREA | ea
1206 | VB2 | A40100012 | SPACE HEATER,RHTS-100W,100W,AC200~240V,50/60Hz,W/LED INDICATION,RUN ELECTRIC/KOREA. | E31 | ea | 1 | E31,, | 07117115144 | SPACE HEATER,RHTS-100W,AC200-240V,100W,50/60Hz,W/LED INDICATION,RUN ELECTRIC/KOREA | ea
1207 | VB2 | A40500012 | THERMO START,RTL-90,ADJ TEMP:0°~90°C,SENSOR ON THE SIDE,RUN ELECTRIC/KOREA | A12 | ea | 1 | A12,, | 07410000180 | THERMO STAT,RTL-90,ADJ TEMP:0°~90°C,AC250V 16A,SENSOR ON THE SIDE,RUN ELECTRIC/KOREA | ea
1208 | VB2 | A40500012 | THERMO START,RTL-90,ADJ TEMP:0°~90°C,SENSOR ON THE SIDE,RUN ELECTRIC/KOREA | E31 | ea | 1 | E31,, | 07410000180 | THERMO STAT,RTL-90,ADJ TEMP:0°~90°C,AC250V 16A,SENSOR ON THE SIDE,RUN ELECTRIC/KOREA | ea
1209 | VB2 | A40500028 | THERMO START,RTL-90,ADJ TEMP:0°~90°C,AC250V,16A,HEAT-RESISTANT ABS/SENSOR LENGTH:2M,RUN ELECTRIC/KOREA | E31 | ea | 15 | E31,, | 07410000178 | THERMO STAT,RTL-90,ADJ TEMP:0°~90°C,AC250V 16A,SENSOR LENGTH:2m,RUN ELECTRIC/KOREA | ea
1210 | VB2 | A40500028 | THERMO START,RTL-90,ADJ TEMP:0°~90°C,AC250V,16A,HEAT-RESISTANT ABS/SENSOR LENGTH:2M,RUN ELECTRIC/KOREA | M10 | ea | 3 | M10,, | 07410000178 | THERMO STAT,RTL-90,ADJ TEMP:0°~90°C,AC250V 16A,SENSOR LENGTH:2m,RUN ELECTRIC/KOREA | ea
1211 | VB2 | A40500031 | THERMO START,RHC-90,ADJ TEMP:-10°~50°C,RH: 30~90%,WITH LED INDICATION FOR HEARTER,LED AC110~240V,SENSOR ON THE SIDE,RUN ELECTRIC/KOREA | A12 | ea | 96 | A12,, | #N/A | #N/A | #N/A
1212 | VB2 | A40500045 | THERMO START,RD-100L,ADJ TEMP:-10°~80°C,RH:35~85%,LED AC110~240V,SENSOR LENGTH:2M,RUN ELECTRIC/KOREA | A12 | ea | 1 | A12,, | #N/A | #N/A | #N/A
1213 | VB2 | A60400623 | BOOTS (HV),BOOTS-1169,LSVN-965-60,RED BROWN COLOUR,SEOUL DIPPING/KOREA | M10 | ea | 4 | M10,, | 67318200055 | BOOTS,BOOTS (HV),BOOTS-1169,LSVN-965-60,RED BROWN COLOUR,SEOUL DIPPING/KOREA | ea
1214 | VB2 | A60400682 | BOOTS (HV),MS-BOOTS-1019,LSVN-MS-98-40,MASCON,RED BROWN COLOUR,SEOUL DIPPING/KOREA | M10 | ea | 3 | M10,, | 67318200056 | BOOTS,BOOTS (HV),MS-BOOTS-1019,LSVN-MS-98-40,MASCON,RED BROWN COLOUR,SEOUL DIPPING/KOREA | ea
1215 | VB2 | A60400709 | BOOTS (HV),BOOTS-1180,MCSG,LSVN-1031-50,1C-300SQ,RED BROWN COLOUR,SEOUL DIPPING/KOREA | M10 | ea | 3 | M10,, | 67318200058 | BOOTS,BOOTS (HV),BOOTS-1180,MCSG_LSVN-1031-50,1C-300SQ,RED BROWN COLOUR | ea
1216 | VB2 | A60301108 | BOOTS,BOOTS-LV-042,LSVN-LV-0236,0.4kV,BLACK COLOR | M10 | ea | 4 | M10,, | 67318200020 | BOOTS,BOOTS-LV-042,0.4kV,LSVN-LV-0236,BLACK COLOR | ea
1217 | VB2 | A60400388 | BOOTS (HV),BOOTS-1134,MCSG,LSVN-758-40,RED BROWN/SEOUL DIPPING | E31 | ea | 13 | E31,, | 67318200053 | BOOTS,BOOTS (HV),BOOTS-1134,MCSG_LSVN-758-40,RED BROWN/SEOUL DIPPING | ea
1218 | VB2 | A60301345 | BOOTS,BOOTS-1072,LSVN-396-60,RED BROWN COLOR,SEOUL DIPPING | M10 | ea | 1 | M10,, | 67318200036 | BOOTS,BOOTS-1072,LSVN- 396- 60,RED BROWN COLOR,SEOUL DIPPING | ea
1219 | VB2 | A60301404 | BOOTS,BOOTS-1002,LSVN-06-60,1C-300SQ,RED BROWN COLOR,SEOUL DIPPING | E31 | ea | 6 | E31,, | 67318200023 | BOOTS,BOOTS-1002,1C-300SQ,LSVN-06-60,RED BROWN COLOR,SEOUL DIPPING | ea
1220 | VB2 | A60301404 | BOOTS,BOOTS-1002,LSVN-06-60,1C-300SQ,RED BROWN COLOR,SEOUL DIPPING | M10 | ea | 3 | M10,, | 67318200023 | BOOTS,BOOTS-1002,1C-300SQ,LSVN-06-60,RED BROWN COLOR,SEOUL DIPPING | ea
1221 | VB2 | A60301475 | BOOTS,BOOTS-1059,LSVN-315-80,1C-185SQ,RED BROWN COLOUR,SEOUL DIPPING/KOREA | E31 | ea | 12 | E31,, | 67318200024 | BOOTS,BOOTS-1059,1C-185SQ,LSVN-315-80,RED BROWN COLOUR,SEOUL DIPPING/KOREA | ea
1222 | VB2 | A60301555 | BOOTS,BOOTS-1205,LSVN-1176-75,24KV,RED BROWN COLOUR,SEOUL DIPPING | M10 | ea | 4 | M10,, | 67318200030 | BOOTS,BOOTS-1205,24kV,LSVN-1176-75,RED BROWN COLOUR,SEOUL DIPPING | ea
1223 | VB2 | A60400047 | BOOTS (HV),BOOTS-1089,LSVN-487-25,24kV,RED BROWN | E31 | ea | 8 | E31,, | 67318200038 | BOOTS,BOOTS-1089,BOOTS-1089,LSVN-487-25,24kV,RED BROWN | ea
1224 | VB2 | A60400073 | BOOTS (HV),BOOTS-1092,LSVN-508-25,1c-35 SQ,24KV,RED BROWN,SEOUL DIPPING | M10 | ea | 6 | M10,, | 67318200040 | BOOTS,BOOTS (HV),BOOTS-1092,LSVN-508-25,24kV_1c-35 SQ,RED BROWN | ea
1225 | VB2 | A60400079 | BOOTS (HV),BOOTS-1093,LSVN-514-40,24kV,RED BROWN,SEOUL DIPPING | M10 | ea | 2 | M10,, | 67318200041 | BOOTS,BOOTS (HV),BOOTS-1093,LSVN-514-40,24kV,RED BROWN,SEOUL DIPPING | ea
1226 | VB2 | A60400233 | BOOTS (HV),BOOTS-1113,LSVN-632-60,24kV,RED BROWN | M10 | ea | 1 | M10,, | 67318200043 | BOOTS,BOOTS (HV),BOOTS-1113,LSVN-632-60,24kV,RED BROWN | ea
1227 | VB2 | A60400279 | BOOTS (HV),MS-BOOTS-1015,LSVN-MS-77-30/RED BROWN,MASCON/SEOUL DIPPING | M10 | ea | 12 | M10,, | 67318200044 | BOOTS,BOOTS (HV),MS-BOOTS-1015,LSVN-MS-77-30,MASCON,RED BROWN COLOUR,SEOUL DIPPING | ea
1228 | VB2 | A60400317 | BOOTS (HV),BOOTS-1124,MCSG-24KV,LSVN-697-80,RED BROWN COLOUR,SEOUL DIPPING/KOREA | E31 | ea | 2 | E31,, | 67318200047 | BOOTS,BOOTS (HV),BOOTS-1124,MCSG_LSVN-697-80,24kV,RED BROWN COLOUR,SEOUL DIPPING/KOREA | ea
1229 | VB2 | A60400704 | BOOTS (HV),BOOTS-1108,MCSG,LSVN-604-50,1C-240SQ,RED BROWN COLOUR,SEOUL DIPPING/KOREA | E31 | ea | 2 | E31,, | 67318200057 | BOOTS,BOOTS (HV),BOOTS-1108,MCSG_LSVN-604-50,1C-240SQ,RED BROWN COLOUR | ea
1230 | VB2 | A60300086 | BOOTS,BOOTS-1014,LSVN-69-40,RED BROWN,SEOUL DIPPING | E31 | ea | 3 | E31,, | 67318200009 | BOOTS,BOOTS-1014,LSVN-69-40,RED BROWN COLOUR,SEOUL DIPPING | ea
1231 | VB2 | A60300205 | BOOTS,BOOTS-1035,LSVN-186-50,24KV,RED BROWN COLOUR,SEOUL DIPPING/KOREA | M10 | ea | 6 | M10,, | 67318200010 | BOOTS,BOOTS-1035,24kV,LSVN-186-50,RED BROWN COLOUR,SEOUL DIPPING/KOREA | ea
1232 | VB2 | A60300678 | BOOTS,MS-BOOTS-1004,LSVN-MS-16-30,MASCON,RED BROWN COLOR,SEOUL DIPPING | E31 | ea | 11 | E31,, | 67318200014 | BOOTS,MS-BOOTS-1004,MASCON,LSVN-MS-16-30,RED BROWN COLOR,SEOUL DIPPING | ea
1233 | VB2 | A60300678 | BOOTS,MS-BOOTS-1004,LSVN-MS-16-30,MASCON,RED BROWN COLOR,SEOUL DIPPING | M10 | ea | 4 | M10,, | 67318200014 | BOOTS,MS-BOOTS-1004,MASCON,LSVN-MS-16-30,RED BROWN COLOR,SEOUL DIPPING | ea
1234 | VB2 | A60300874 | BOOTS,MS-BOOTS-1010,LSVN-MS-47-30,MASCON,Willinco/KOREA | E31 | ea | 18 | E31,, | 67318200016 | BOOTS,MS-BOOTS-1010,MASCON,LSVN-MS-47-30,Willinco/KOREA | ea
1235 | VB2 | A60300874 | BOOTS,MS-BOOTS-1010,LSVN-MS-47-30,MASCON,Willinco/KOREA | M10 | ea | 15 | M10,, | 67318200016 | BOOTS,MS-BOOTS-1010,MASCON,LSVN-MS-47-30,Willinco/KOREA | ea
1236 | VB2 | A85100379 | WIRE,CABLE,0.6/1kV XHHW/SIS,FLAME RETARDANT,1Cx2.5 SQmm,XLPE Insulation, CLASS 5,WHITE,DEAWON CABLE/KOREA | M30 | m | 9 | M30,, | 41564250033 | WIRE,0.6/1kV HF-XHHW/SIS,HALOGEN-FREE FLAME RETARDANT,1Cx2.5 SQmm,WHITE,CLASS 5,DAEWON CABLE/KOREA | m
1237 | VB2 | A85100380 | WIRE,CABLE,0.6/1kV XHHW/SIS,FLAME RETARDANT,1Cx4.0 SQmm,XLPE Insulation, CLASS 5,WHITE,DEAWON CABLE/KOREA | M30 | m | 32 | M30,, | 41564250039 | WIRE,0.6/1kV HF-XHHW/SIS,HALOGEN-FREE FLAME RETARDANT,1Cx4.0 SQmm,WHITE,CLASS 5,DAEWON CABLE/KOREA | m
1238 | VB2 | A85100592 | WIRE,CABLE,0.6/1kV HF-XHHW/SIS,FLAME RETARDANT,1Cx4.0 SQmm,XLPE Insulation, CLASS 5,BLACK,DAEWON CABLE/KOREA | E31 | m | 459 | E31,, | 41564250035 | WIRE,0.6/1kV HF-XHHW/SIS,HALOGEN-FREE FLAME RETARDANT,1Cx4.0 SQmm,BLACK,CLASS 5,DAEWON CABLE/KOREA | m
1239 | VB2 | A85100592 | WIRE,CABLE,0.6/1kV HF-XHHW/SIS,FLAME RETARDANT,1Cx4.0 SQmm,XLPE Insulation, CLASS 5,BLACK,DAEWON CABLE/KOREA | M10 | m | 5745 | M10,, | 41564250035 | WIRE,0.6/1kV HF-XHHW/SIS,HALOGEN-FREE FLAME RETARDANT,1Cx4.0 SQmm,BLACK,CLASS 5,DAEWON CABLE/KOREA | m
1240 | VB2 | A85100593 | WIRE,CABLE,0.6/1kV HF-XHHW/SIS,FLAME RETARDANT,1Cx6.0 SQmm,XLPE Insulation, CLASS 5,BLACK,DAEWON CABLE/KOREA | E31 | m | 26064 | E31,, | 41564250043 | WIRE,0.6/1kV HF-XHHW/SIS,HALOGEN-FREE FLAME RETARDANT,1Cx6.0 SQmm,BLACK,CLASS 5,DAEWON CABLE/KOREA | m
1241 | VB2 | A85100593 | WIRE,CABLE,0.6/1kV HF-XHHW/SIS,FLAME RETARDANT,1Cx6.0 SQmm,XLPE Insulation, CLASS 5,BLACK,DAEWON CABLE/KOREA | M30 | m | 25762 | M30,, | 41564250043 | WIRE,0.6/1kV HF-XHHW/SIS,HALOGEN-FREE FLAME RETARDANT,1Cx6.0 SQmm,BLACK,CLASS 5,DAEWON CABLE/KOREA | m
1242 | VB2 | A85100594 | WIRE,CABLE,0.6/1kV HF-XHHW/SIS,FLAME RETARDANT,1Cx4.0 SQmm,XLPE Insulation, CLASS 5,WHITE,DAEWON CABLE/KOREA | E31 | m | 248 | E31,, | 41564250039 | WIRE,0.6/1kV HF-XHHW/SIS,HALOGEN-FREE FLAME RETARDANT,1Cx4.0 SQmm,WHITE,CLASS 5,DAEWON CABLE/KOREA | m
1243 | VB2 | A85100595 | WIRE,CABLE,0.6/1kV HF-XHHW/SIS,FLAME RETARDANT,1Cx2.5 SQmm,XLPE Insulation, CLASS 5,WHITE,DAEWON CABLE/KOREA | E31 | m | 1265 | E31,, | 41564250033 | WIRE,0.6/1kV HF-XHHW/SIS,HALOGEN-FREE FLAME RETARDANT,1Cx2.5 SQmm,WHITE,CLASS 5,DAEWON CABLE/KOREA | m
1244 | VB2 | A85100596 | WIRE,CABLE,0.6/1kV HF-XHHW/SIS,FLAME RETARDANT,1Cx2.5 SQmm,XLPE Insulation, CLASS 5,BROWN,DAEWON CABLE/KOREA | E31 | m | 971 | E31,, | 41564250028 | WIRE,0.6/1kV HF-XHHW/SIS,HALOGEN-FREE FLAME RETARDANT,1Cx2.5 SQmm,BROWN,CLASS 5,DAEWON CABLE/KOREA | m
1245 | VB2 | A85100597 | WIRE,CABLE,0.6/1kV HF-XHHW/SIS,FLAME RETARDANT,1Cx6.0 SQmm,XLPE Insulation, CLASS 5,GREEN/YELLOW,DAEWON CABLE/KOREA | E31 | m | 27419 | E31,, | 41564250042 | WIRE,0.6/1kV HF-XHHW/SIS,HALOGEN-FREE FLAME RETARDANT,1Cx6.0 SQmm,GREEN/YELLOW,CLASS 5,DAEWON CABLE/KOREA | m
1246 | VB2 | A85100427 | WIRE,CABLE,0.6/1kV XHHW/SIS,FLAME RETARDANT,1Cx1.5 SQmm,XLPE Insulation, CLASS 5,WHITE,DEAWON CABLE/KOREA | M30 | m | 110 | M30,, | 41564250137 | WIRE,0.6/1kV HF-XHHW/SIS,HALOGEN-FREE FLAME RETARDANT,1Cx1.5 SQmm,WHITE,CLASS 5,DAEWON CABLE/KOREA | m
1247 | VB2 | A85100598 | WIRE,CABLE,0.6/1kV HF-XHHW/SIS,FLAME RETARDANT,1Cx2.5 SQmm,XLPE Insulation, CLASS 5,GREEN/YELLOW,DAEWON CABLE/KOREA | E31 | m | 54 | E31,, | 41564250031 | WIRE,0.6/1kV HF-XHHW/SIS,HALOGEN-FREE FLAME RETARDANT,1Cx2.5 SQmm,GREEN/YELLOW,CLASS 5,DAEWON CABLE/KOREA | m
1248 | VB2 | A85100598 | WIRE,CABLE,0.6/1kV HF-XHHW/SIS,FLAME RETARDANT,1Cx2.5 SQmm,XLPE Insulation, CLASS 5,GREEN/YELLOW,DAEWON CABLE/KOREA | M10 | m | 890 | M10,, | 41564250031 | WIRE,0.6/1kV HF-XHHW/SIS,HALOGEN-FREE FLAME RETARDANT,1Cx2.5 SQmm,GREEN/YELLOW,CLASS 5,DAEWON CABLE/KOREA | m
1249 | VB2 | A85100541 | WIRE,CABLE,0.6/1kV XHHW/SIS,FLAME RETARDANT,1Cx1.0 SQmm,XLPE Insulation, CLASS 5,BLACK,DEAWON CABLE/KOREA | M30 | m | 4761 | M30,, | 41564250021 | WIRE,0.6/1kV HF-XHHW/SIS,HALOGEN-FREE FLAME RETARDANT,1Cx1.0 SQmm,BLACK,CLASS 5,DAEWON CABLE/KOREA | m
1250 | VB2 | A83200319 | TUBE,HEAT SHRINKABLE,BBHV,120/50,LS CABLE | E31 | m | 690 | E31,, | NA | #N/A | #N/A
1251 | VB2 | A83200319 | TUBE,HEAT SHRINKABLE,BBHV,120/50,LS CABLE | M10 | m | 30 | M10,, | NA | #N/A | #N/A
1252 | VB2 | A81100126 | COPPER,C1100BB-H/2,V-BUSBAR,T6,430SQ,L1933,MC1601, NON-COATED,KOREA | E31 | ea | 48 | E31,, | 40310007419 | COPPER,C1100BB-H/2,V-BUSBAR,T6,430SQ,L1933,MC1601,NON-COATED,KOREA | ea
1253 | VB2 | A81100126 | COPPER,C1100BB-H/2,V-BUSBAR,T6,430SQ,L1933,MC1601, NON-COATED,KOREA | M10 | ea | 2 | M10,, | 40310007419 | COPPER,C1100BB-H/2,V-BUSBAR,T6,430SQ,L1933,MC1601,NON-COATED,KOREA | ea
1254 | VB2 | A82400044 | ACRYL,LAMINATE,WHITE plate BLACK letter (WHITE surface / BLACK inside) , 5T x 600 x1200. | M10 | sht | 1 | M10,, | 79818200008 | ACRYL,LAMINATE,5Tx600x1200,WHITE plate BLACK letter (WHITE surface/BLACK inside) | sht
1255 | VB2 | A83200081 | TUBE,HEAT SHRINKABLE,BBHV,50/20,LS CABLE | M10 | m | 338 | M10,, | NA | #N/A | #N/A
1256 | VB2 | A83200082 | TUBE,HEAT SHRINKABLE,BBHV,75/30,LS CABLE | M10 | m | 1612 | M10,, | NA | #N/A | #N/A
1257 | VB2 | A83200083 | TUBE,HEAT SHRINKABLE,BBHV,100/40,LS CABLE | M10 | m | 90 | M10,, | NA | #N/A | #N/A
1258 | VB2 | A78800305 | FLEXIBLE BUSBAR,LSVN-F299,korea | E31 | ea | 1 | E31,, | 70568200021 | FLEXIBLE BUSBAR,LSVN- F299,KOREA | ea
1259 | VB2 | A78800367 | FLEXIBLE BUSBAR,LSVN-F357,F-BUSBAR-064,KOREAN | E31 | ea | 2 | E31,, | 70568200011 | FLEXIBLE BUSBAR,LSVN-F357,F-BUSBAR- 064,KOREAN | ea
1260 | VB2 | A82200053 | PIPE,PVC PIPE 14PI,flexible transparent tube,VIETNAM | M10 | m | 45 | M10,, | 00000000000 | #N/A | #N/A
1261 | VB2 | A78800391 | FLEXIBLE BUSBAR,F-BUSBAR-068,LSVN-F381,KOREA | M10 | ea | 12 | M10,, | 00000000000 | #N/A | #N/A
1262 | VB2 | A82400030 | ACRYL,LAMINATE,RED plate WHITE letter (RED surface / WHITE inside) , 2T x 600 x900. | M10 | sht | 4 | M10,, | 79816291005 | ACRYL,LAMINATE,2Tx600x900,RED plate WHITE letter (RED surface/WHITE inside) | m
1263 | VB2 | A82400034 | ACRYL,LAMINATE,RED plate WHITE letter (RED surface / WHITE inside) , 2T x 600 x1200. | M20 | sht | 8 | M20,, | 79818200005 | ACRYL,LAMINATE,2Tx600x1200,RED plate WHITE letter (RED surface/WHITE inside) | sht
1264 | VB2 | A82400037 | ACRYL,LAMINATE,RED plate WHITE letter (RED surface / WHITE inside) , 5T x 600 x1200. | M10 | sht | 1 | M10,, | 79818200007 | ACRYL,LAMINATE,5Tx600x1200,RED plate WHITE letter (RED surface/WHITE inside) | sht
1265 | VB2 | A83200084 | TUBE,HEAT SHRINKABLE,BBHV,30/12,LS CABLE | M10 | m | 81 | M10,, | NA | #N/A | #N/A
1266 | VB2 | A83200086 | TUBE,HEAT SHRINKABLE,BBLV,30/12,LS CABLE | M10 | m | 2253 | M10,, | NA | #N/A | #N/A
1267 | VB2 | A83200087 | TUBE,HEAT SHRINKABLE,BBLV,50/20,LS CABLE | M10 | m | 650.6 | M10,, | NA | #N/A | #N/A
1268 | VB2 | A83200088 | TUBE,HEAT SHRINKABLE,BBLV,75/30,LS CABLE | E31 | m | 0.4 | E31,, | NA | #N/A | #N/A
1269 | VB2 | A83200088 | TUBE,HEAT SHRINKABLE,BBLV,75/30,LS CABLE | M10 | m | 319.7 | M10,, | NA | #N/A | #N/A
1270 | VB2 | A83200091 | TUBE,HEAT SHRINKABLE,BBLV,150/50,LS CABLE | E31 | m | 121 | E31,, | NA | #N/A | #N/A
1271 | VB2 | A83200091 | TUBE,HEAT SHRINKABLE,BBLV,150/50,LS CABLE | M10 | m | 869 | M10,, | NA | #N/A | #N/A
1272 | VB2 | A78100003 | BUSBAR,C1100BB-1/2H,MCC(SOLUTION),MC1610-P1 | M10 | ea | 5 | M10,, | 70214000001 | BUSBAR,C1100BB-1/2H,MCC (SOLUTION),MC1610-P1 | ea
1273 | VB2 | A78100006 | BUSBAR,C1100BB-1/2H,MCC(SOLUTION),MC1610-P6 | M10 | ea | 6 | M10,, | 70218200105 | BUSBAR,C1100BB-1/2H,MCC (SOLUTION),MC1610-P6 | ea
1274 | VB2 | A76800011 | TERMINAL ASS'Y,TERMINAL ASSY D35 P150,7.2kV 31.5kA 630/1250A,K-DWG NUMBER:62673172701/KOREA | E31 | ea | 102 | E31,, | 62673100003 | TERMINAL ASS'Y,TERMINAL ASSY D35 P150,7.2kV 31.5kA 630/1250A,K-DWG NUMBER: 62673172701/KOREA | ea
1275 | VB2 | A76800014 | TERMINAL ASS'Y,TERMINAL ASSY,BUSHING,17.5kV 31.5kA 2500A D79(VL-H TYPE),K-DWG NUMBER:62673172715/KOREA | M10 | ea | 18 | M10,, | 62673100004 | TERMINAL ASS'Y,BUSHING,17.5kV 31.5kA 2500A D79(VL-H TYPE),K-DWG NUMBER: 62673172715/KOREA | ea
1276 | VB2 | A32600613 | T/B,HFTB-1003S,3P,100A,BOLT:STAINLESS STEEL,W/PVC COVER,HIVERO/VIETNAM | M10 | ea | 3 | M10,, | 10062725142 | T/B,HFTB-1003S 3P 100A,FIXING TERMINAL BLOCK(BOLT:STAINLESS STEEL) W/PVC COVER,HIVERO/VIETNAM | ea
1277 | VB2 | A32600614 | T/B,HFTB-1004S,4P,100A,BOLT:STAINLESS STEEL,W/PVC COVER,HIVERO/VIETNAM | M10 | ea | 19 | M10,, | 10062725143 | T/B,HFTB-1004S 4P 100A,FIXING TERMINAL BLOCK(BOLT:STAINLESS STEEL) W/PVC COVER,HIVERO/VIETNAM | ea
1278 | VB2 | A32600616 | T/B,HFTB-1504S,4P,150A,BOLT:STAINLESS STEEL,W/PVC COVER,HIVERO/VIETNAM | M10 | ea | 4 | M10,, | 10062725145 | T/B,HFTB-1504S 4P 150A,FIXING TERMINAL BLOCK(BOLT:STAINLESS STEEL) W/PVC COVER,HIVERO/VIETNAM | ea
1279 | VB2 | A32600629 | T/B,HFTB-303S,3P,30A,BOLT:STAINLESS STEEL,W/PVC COVER,HIVERO/VIETNAM | M10 | ea | 198 | M10,, | 10062725149 | T/B,HFTB-303S 3P 30A,FIXING TERMINAL BLOCK(BOLT:STAINLESS STEEL) W/PVC COVER,HIVERO/VIETNAM | ea
1280 | VB2 | A32600630 | T/B,HFTB-304S,4P,30A,BOLT:STAINLESS STEEL,W/PVC COVER,HIVERO/VIETNAM | M10 | ea | 201 | M10,, | 10062725150 | T/B,HFTB-304S 4P 30A,FIXING TERMINAL BLOCK(BOLT:STAINLESS STEEL) W/PVC COVER,HIVERO/VIETNAM | ea
1281 | VB2 | A32600647 | T/B,ATB-35S,1P,35A,ASSEMBLY TERMINAL BLOCK,BOLT:STAINLESS STEEL,HIVERO/VIETNAM | M10 | ea | 786 | M10,, | 10062725154 | T/B,ATB-35S 1P 35A,ASSEMBLY TERMINAL BLOCK(BOLT:STAINLESS STEEL),HIVERO/VIETNAM | ea
1282 | VB2 | A36100023 | SUPPORTER,BUSBAR SUPPORT,STEEL T10,S44040921-P1,Ep-Fe/Zn 5/CM2(Cr3/White),VIET NAM | M10 | ea | 10 | M10,, | 75118200003 | SUPPORTER,BUSBAR SUPPORT,STEEL-T10,S44040921-P1,Ep-Fe/Zn 5/CM2(Cr3/White),VIET NAM | ea
1283 | VB2 | A36100027 | SUPPORTER,BUSBAR SUPPORT,STEEL T10,S44040909A-P2,Ep-Fe/Zn 5/CM2(Cr3/White),VIET NAM | M10 | ea | 2 | M10,, | 75118200004 | SUPPORTER,BUSBAR SUPPORT,STEEL-T10,S44040909A-P2,Ep-Fe/Zn 5/CM2(Cr3/White),VIET NAM | ea
1284 | VB2 | A60100170 | BARRIER,SMC BARRIER(RED COLOR),24KV,S44064664,T5X300X600 (1.8 KG),VIET NAM | M10 | ea | 2 | M10,, | 67218200019 | BARRIER,SMC BARRIER(RED COLOR),24KV,T5X300X600 (1.8 KG),S44064664,VIET NAM | ea
1285 | VB2 | A60100039 | BARRIER,INSULATION COVER,24kV25kA-VT Gun,S44039824,Refer dwg | M10 | set | 4 | M10,, | 67218200004 | BARRIER,INSULATION COVER,24kV25kA-VT Gun,S44039824_,Refer dwg | set
1286 | VB2 | A60100098 | BARRIER,BARRIER,FINGER PROOF-NEW,SL12980,ABS (FLAME RETARDANT),VIET NAM | M10 | ea | 39 | M10,, | 67218200030 | BARRIER,FINGER PROOF-NEW,ABS (FLAME RETARDANT),SL12980,VIET NAM | ea
1287 | VB2 | A50200032 | AUX CONTACT UNIT,UN-AX80,SILE CLIP-ON,1A1B,MITSUBISHI/JAPAN | M10 | ea | 3 | M10,, | 83368200001 | AUX CONTACT UNIT,UN-AX80,SILE CLIP-ON,Aux.contact:1a1b,MITSUBISHI/JAPAN | ea
1288 | VB2 | A60100008 | BARRIER,BARRIER,VENTILATION CASE,PANEL,W44148424 | M10 | ea | 18 | M10,, | 67214111002 | BARRIER,VENTILATION CASE,PANEL,W44148425_ | ea
1289 | VB2 | A60100102 | BARRIER,SMC BARRIER(RED COLOR),24KV,SMC-202302,T5X250X770(2KG),SMC-RED,VIET NAM | M10 | ea | 1 | M10,, | 67218200032 | BARRIER,SMC BARRIER(RED COLOR),24KV,SMC-RED,T5X250X770(2KG),SMC-202302,VIET NAM | ea
1290 | VB2 | A60100151 | BARRIER,BARRIER COVER,SL12952-P3,T3x329.6x73 (0.11KG),BAKELITE,VIET NAM | M10 | ea | 4 | M10,, | 67218200014 | BARRIER,BARRIER COVER,BAKELITE,T3x329.6x73 (0.11KG),SL12952-P3,VIET NAM | ea
1291 | VB2 | A60100152 | BARRIER,BARRIER COVER,SL12953-P1,T3x329.6x223 (0.33KG),BAKELITE,VIET NAM | M10 | ea | 2 | M10,, | 67218200015 | BARRIER,BARRIER COVER,BAKELITE,T3x329.6x223 (0.33KG),SL12953-P1,VIET NAM | ea
1292 | VB2 | A60100153 | BARRIER,BARRIER COVER,SL12953-P2,T3x329.6x298 (0.44KG),BAKELITE,VIET NAM | M10 | ea | 1 | M10,, | 67218200016 | BARRIER,BARRIER COVER,BAKELITE,T3x329.6x298 (0.44KG),SL12953-P2,VIET NAM | ea
1293 | VB2 | A60100154 | BARRIER,BARRIER COVER,SL12981-P1,T3x329.6x373 (0.55KG),BAKELITE,VIET NAM | M10 | ea | 4 | M10,, | 67218200017 | BARRIER,BARRIER COVER,BAKELITE,T3x329.6x373 (0.55KG),SL12981-P1,VIET NAM | ea
1294 | VB2 | A60100155 | BARRIER,BARRIER COVER,SL12981-P2,T3x329.6x448 (0.66KG),BAKELITE,VIET NAM | M10 | ea | 2 | M10,, | 67218200018 | BARRIER,BARRIER COVER,BAKELITE,T3x329.6x448 (0.66KG),SL12981-P2,VIET NAM | ea
1295 | VB2 | A60100211 | BARRIER,SMC BARRIER(RED COLOR),24KV,S44068755-P5,T5X150X750 (1.13KG),VIET NAM | M10 | ea | 2 | M10,, | 67218200023 | BARRIER,SMC BARRIER(RED COLOR),24KV,T5X150X750 (1.13KG),S44068755-P5,VIET NAM | ea
1296 | VB2 | A38200026 | FL,LED TUBE LIGHT,MODEL:VNTLED30CM-S,POWER: AC165~265V,4W,50/60 Hz,The light: white color,COLOR TEMPERATURE:6500k,aluminum cover,VIET NHAT/VIET NAM. | M10 | ea | 20 | M10,, | 06010000167 | FL,LED TUBE LIGHT,MODEL:VNTLED30CM-S,POWER: AC165-265V,50/60Hz,4W,ALUMINUM COVER,THE LIGHT: WHITE COLOR,COLOR TEMPERATURE:6500k,VIET NHAT/VIET NAM | ea
1297 | VB2 | A73600226 | PLATE,PLATE ASSY,FRONT COVER SUB,BR,EXT,GRMU LLCLpp, DRAWING 58423569316A,VIET NAM | M10 | ea | 5 | M10,, | 5842VR62255 | PLATE ASS'Y,FRONT COVER SUB,BR EXT,GRMU LLCLpp,58423569316A VIETNAM | ea
1298 | VB2 | A73600227 | PLATE,PLATE ASSY,FRONT COVER SUB,UL2,EXT,GRMU LCCLpp, DRAWING 58423569197A,VIET NAM | M10 | ea | 5 | M10,, | 5842VR62263 | PLATE ASS'Y,FRONT COVER SUB,UL2 EXT,GRMU LCCLpp,58423569197A VIETNAM | ea
1299 | VB2 | A73600257 | PLATE,PLATE ASSY,FRONT COVER SUB_UL_LBS_LLLL,VN RMU, DRAWING 5842VN10002,VIET NAM | M10 | ea | 1 | M10,, | #N/A | #N/A | #N/A
1300 | VB2 | A73600258 | PLATE,PLATE ASSY,FRONT COVER SUB_UL2_LBS_LLLL,VN RMU, DRAWING 5842VN10003,VIET NAM | M10 | ea | 2 | M10,, | #N/A | #N/A | #N/A
1301 | VB2 | A73600259 | PLATE,PLATE ASSY,FRONT COVER SUB_UR_LBS_LLLL,VN RMU, DRAWING 5842VN10004,VIET NAM | M10 | ea | 1 | M10,, | #N/A | #N/A | #N/A
1302 | VB2 | A73600260 | PLATE,PLATE ASSY,FRONT COVER SUB_BL_LBS_LLLL,VN RMU, DRAWING 5842VN10005,VIET NAM | M10 | ea | 1 | M10,, | #N/A | #N/A | #N/A
1303 | VB2 | A71500032 | INTERLOCK,INTERLOCK,FUSE,CAM,GRMU LFL, 56113568040, VIET NAM | M10 | ea | 9 | M10,, | 5611VR68110 | INTERLOCK,INTERLOCK,FUSE CAM GRMU LFL 56113568040, VIET NAM | ea
1304 | VB2 | A71500033 | INTERLOCK,INTERLOCK,FUSE,PLATE,GRMU LFL, 56113568041, VIET NAM | M10 | ea | 49 | M10,, | 5611VR68111 | INTERLOCK,INTERLOCK,FUSE PLATE GRMU LFL 56113568041, VIET NAM | ea
1305 | VB2 | A71500034 | INTERLOCK,INTERLOCK,FUSE,GUIDE,GRMU LFL, 56113568042, VIET NAM | M10 | ea | 55 | M10,, | 5611VR68112 | INTERLOCK,INTERLOCK,FUSE GUIDE GRMU LFL 56113568042, VIET NAM | ea
1306 | VB2 | A71500053 | INTERLOCK,INTERLOCK ASSY, LBS 4W, GRMU LLLL, DRAWING 56123568016, VIET NAM | M10 | set | 9 | M10,, | 5611VR70001 | INTERLOCK,INTERLOCK ASS'Y,GRMU LLLL,LBS 4W, DRAWING 56123568016, VIET NAM | set
1307 | VB2 | A71500060 | INTERLOCK,VCB INTERLOCK,UAEI-001, P2 | M10 | ea | 1 | M10,, | 56114100003 | INTERLOCK,VCB INTERLOCK,UAEI- 001,P2 | ea
1308 | VB2 | A73600236 | PLATE,CB LOCK PLATE (R),MCSG,L=690,S44039682D,VIET NAM | M10 | ea | 12 | M10,, | 58418200023 | PLATE,CB LOCK PLATE (R),MCSG,L=690,S44039682D_,VIET NAM | ea
1309 | VB2 | A70700001 | GUIDE,PIN,GUIDE(SS400B D10 L32),PANEL,W44187762-P2 | M10 | ea | 27 | M10,, | 55118200002 | GUIDE,PIN,PANEL,GUIDE(SS400B D10 L32),W44187762-P2 | ea
1310 | VB2 | A73600361 | PLATE,PLATE ASSY,FRONT COVER,BR,XP,LCCL,VN RMU,DRAWING 5842VR20065,VIET NAM | M10 | ea | 1 | M10,, | #N/A | #N/A | #N/A
1311 | VB2 | A73600003 | PLATE,LIFTING PLATE,SJ100022-T6,Local/VietNam | M10 | ea | 56 | M10,, | 58418200016 | PLATE,LIFTING PLATE,SJ100022- T6,Local/VietNam | ea
1312 | VB2 | A73600008 | PLATE,PVC PLATE,T5 W1220 L2440,GRAY COLOUR | M10 | sht | 22.2 | M10,, | 58418200017 | PLATE,PVC PLATE,T5 W1220 L2440,GRAY COLOUR | sht
1313 | VB2 | A73600012 | PLATE,24KV POSITION PLATE,PSMS20201 | M10 | ea | 14 | M10,, | 58418200032 | PLATE,24KV POSITION PLATE,PSMS20201_ | ea
1314 | VB2 | A70300260 | FRAME,FRAME, CT SUPPORT, 9T, GRMU LCL, 54613569161, VIET NAM | M10 | ea | 132 | M10,, | 5461VR69161 | FRAME,CT SUPPORT, 9T,GRMU LCL,VR | ea
1315 | VB2 | A73600059 | PLATE,PLATE,LOCK HOLD,GAU-AP,COMPACT AIS,S44308177 | M10 | sht | 1 | M10,, | 58418200021 | PLATE,LOCK HOLD,COMPACT AIS,GAU-AP,S44308177 | sht
1316 | VB2 | A73600075 | PLATE,PLATE ASSY, FRONT COVER 02, CB, GRMU LCL, 58423569102A, VIET NAM | M10 | ea | 2 | M10,, | 5842VR62265 | PLATE ASS'Y,FRONT COVER 02,CB,GRMU LCL,58423569102A VIETNAM | ea
1317 | VB2 | A73600076 | PLATE,PLATE ASSY, FRONT COVER SUB 02, UL, LBS, GRMU LCL, 58423569107A, VIET NAM | M10 | ea | 2 | M10,, | 5842VR62215 | PLATE ASS'Y,FRONT COVER SUB 02,UL LBS,GRMU LCL, 58423569107A VIETNAM | ea
1318 | VB2 | A73600077 | PLATE,PLATE ASSY, FRONT COVER SUB 02, DS, GRMU LCL, 58423569109A, VIET NAM | M10 | ea | 2 | M10,, | 5842VR62216 | PLATE ASS'Y,FRONT COVER SUB 02,DS,GRMU LCL, 58423569109A VIETNAM | ea
1319 | VB2 | A73600087 | PLATE,PLATE ASSY, FRONT COVER 02, DR, LBS, GRMU LCL, 58423569106A, VIET NAM | M10 | ea | 5 | M10,, | 5842VR62225 | PLATE ASS'Y,FRONT COVER 02,DR LBS,GRMU LCL, 58423569106A VIETNAM | ea
1320 | VB2 | A73600093 | PLATE,CB LOCK PLATE (R),MCSG,L=1145,S44051690 | M10 | ea | 1 | M10,, | 58418200033 | PLATE,CB LOCK PLATE (R),MCSG,L=1145,S44051690_ | ea
1321 | VB2 | A73600115 | PLATE,PLATE ASSY,FRONT TOP COVER L1,02,GRMU LLFL, 58423568136A, VIET NAM | M10 | ea | 1 | M10,, | 5842VR62226 | PLATE ASS'Y,FRONT TOP COVER L1 2,GRMU LLFL, 58423568136A VIETNAM | ea
1322 | VB2 | A24600101 | PUSH BUTTON,P SN/D/X SIS4010+P SN/K01,22.5PI,2NC,RED COLOR,K&N/GERMANY | E31 | ea | 1 | E31,, | #N/A | #N/A | #N/A
1323 | VB2 | A82200061 | PIPE,PVC PIPE FOR LV CLAMP,OD14xID11xL80,BLACK COLOR,VIETNAM | M10 | ea | 15 | M10,, | 58118276009 | PIPE,PVC PIPE FOR LV CLAMP,OD14xID11xL80,BLACK COLOR,VIET NAM | ea
1324 | VB2 | A82200062 | PIPE,PVC PIPE FOR LV CLAMP,OD14xID11xL105,BLACK COLOR,VIETNAM | M10 | ea | 372 | M10,, | 58118276010 | PIPE,PVC PIPE FOR LV CLAMP,OD14xID11xL105,BLACK COLOR,VIET NAM | ea
1325 | VB2 | A18700104 | ELR,CSM-AV,POWER SUPPLY IN SIDE: lithium battery 3.6V/2.4Ah,W/SHORT CIRCUIT SENSOR 200A-1200A (03EA),EARTH FAULT SENSOR 20A-200A(01EA)& CONDUCT OPTICAL FIBER (04EA),RS485, Modbus RTU,ZYET/CHINA | M10 | ea | 1 | M10,, | #N/A | #N/A | #N/A
1326 | VB2 | A85100641 | WIRE,KIV CABLE,1Cx1.5 SQmm,450/750 V-Cu/PVC TCVN 6610/IEC 60227,BROWN,COSMOLINK/VIETNAM | M10 | m | 100 | M10,, | 41564250155 | WIRE,450/750V-Cu/PVC,KIV,1Cx1.5 SQmm,BROWN,CLASS 5,COSMOLINK VINA/VIETNAM | m
1327 | VB2 | A85100660 | WIRE,CABLE,0.6/1kV HF-XHHW/SIS,FLAME RETARDANT,1Cx1.5 SQmm,XLPE Insulation, CLASS 5,BLUE,DAEWON CABLE/KOREA | E31 | m | 25643 | E31,, | 41564250025 | WIRE,0.6/1kV HF-XHHW/SIS,HALOGEN-FREE FLAME RETARDANT,1Cx1.5 SQmm,BLUE,CLASS 5,DAEWON CABLE/KOREA | m
1328 | VB2 | A17101776 | CT,WYCR-30,1.15kV,150/5A,5VA,1.0CL,50Hz,WOONYOUNG/KOREA. | E31 | ea | 6 | E31,, | 24060027094 | CT,WYCR-30,1.15kV,150/5A,5VA,1.0CL,50Hz,WOONYOUNG/KOREA | ea
1329 | VB2 | A17101777 | CT,WYCR-30,1.15kV,100/5A,5VA,1.0CL,50Hz,WOONYOUNG/KOREA | A12 | ea | 12 | A12,, | #N/A | #N/A | #N/A
1330 | VB2 | A17101842 | CT,WYCR-30,1.15kV,30/5A,5VA,1.0CL,50Hz,WOONYOUNG/KOREA. | M10 | ea | 9 | M10,, | 24060027097 | CT,WYCR-30,1.15kV,30/5A,5VA,1.0CL,50Hz,WOONYOUNG/KOREA | ea
1331 | VB2 | A15900160 | TTM,YSPTT-04S,4P,BODY W/BANGJIN COVER,Y-G-R-BK,RED COLOR,BODY W/PLUG,YONGSUNG/KOREA. | M10 | ea | 1 | M10,, | 27410000555 | TTM,YSPTT-04S,4P,BODY W/BANGJIN COVER,Y-G-R-BK(Yellow-Green-Red-Black),RED COLOR,BODY W/PLUG,YONGSUNG/KOREA | ea
1332 | VB2 | A15900173 | TTM,YSCTT-03S,3P,BODY W/BANGJIN COVER,BR-BL-G(Brown-Black-gray),BLACK COLOR,BODY W/PLUG,YONGSUNG/KOREA | A12 | ea | 2 | A12,, | #N/A | #N/A | #N/A
1333 | VB2 | A17100971 | CT,LSC-411A,BIL:7.2/20/60kV,100/5A,15VA,5P10,25kA/1S,1 CORE,50Hz,P2-SIDE,YOUNG-HWA/KOREA. | E31 | ea | 3 | E31,, | 24060027172 | CT,LSC-411A,BIL:7.2/20/60kV,100/5A,15VA,5P10,25kA/1s,1 CORE,50Hz,P2-SIDE,YOUNG-HWA/KOREA | ea
1334 | VB2 | A15900002 | TTM,YSCTT-04S,4P,BODY W/BANGJIN COVER,R-Y-B-BK,BLACK COLOR,BODY W/PLUG,YONGSUNG/KOREA. | E31 | ea | 2 | E31,, | 27410000552 | TTM,YSCTT-04S,4P,BODY W/BANGJIN COVER,R-Y-B-BK(Red-Yellow-Blue-Black),BLACK COLOR,BODY W/PLUG,YONGSUNG/KOREA | ea
1335 | VB2 | A15900004 | TTM,YSPTT-04S,4P,BODY W/BANGJIN COVER,R-Y-B-BK,RED COLOR,BODY W/PLUG,YONGSUNG/KOREA | E31 | ea | 2 | E31,, | #N/A | #N/A | #N/A
1336 | VB2 | A15900169 | TTM,YSCTT-04S,4P,BODY W/BANGJIN COVER,BR-BL-GR-B (Brown-Black-Gray-Blue),BLACK COLOR,BODY W/PLUG,YONGSUNG/KOREA. | E31 | ea | 51 | E31,, | 27410000559 | TTM,YSCTT-04S,4P,BODY W/BANGJIN COVER,BR-BL-GR-B(Brown-Black-Gray-Blue),BLACK COLOR,BODY W/PLUG,YONGSUNG/KOREA | ea
1337 | VB2 | A15900170 | TTM,YSPTT-04S,4P,BODY W/BANGJIN COVER,BR-BL-GR-B (Brown-Black-Gray-Blue),RED COLOR,BODY W/PLUG,YONGSUNG/KOREA. | E31 | ea | 74 | E31,, | 27410000560 | TTM,YSPTT-04S,4P,BODY W/BANGJIN COVER,BR-BL-GR-B(Brown-Black-Gray-Blue),RED COLOR,BODY W/PLUG,YONGSUNG/KOREA | ea
1338 | VB2 | A37800271 | COLOR CAP,PVC LOOK CAP,THERMO CAP,DICOLC 16SQ,BLACK COLOR,DAE-IL COATING Co/KOREA. | M10 | ea | 41 | M10,, | 05660001163 | COLOR CAP,PVC LOCK CAP‚THERMO CAP,DICOLC 16 SQmm,BLACK,DAE-IL COATING Co/KOREA | ea
1339 | VB2 | A37800327 | COLOR CAP,PVC LOOK CAP,THERMO CAP,DICOLC 4SQ,BLACK COLOR,DAE-IL COATING Co/KOREA. | M10 | ea | 984 | M10,, | 05660001174 | COLOR CAP,PVC LOCK CAP‚THERMO CAP,DICOLC 4 SQmm,BLACK,DAE-IL COATING Co/KOREA | ea
1340 | VB2 | A37800328 | COLOR CAP,PVC LOOK CAP,THERMO CAP,DICOLC 4SQ,BROW COLOR,DAE-IL COATING Co/KOREA. | M10 | ea | 960 | M10,, | 05660001175 | COLOR CAP,PVC LOCK CAP‚THERMO CAP,DICOLC 4 SQmm,BROWN,DAE-IL COATING Co/KOREA | ea
1341 | VB2 | A37800337 | COLOR CAP,PVC LOOK CAP,THERMO CAP,DICOLC 25SQ,BLACK COLOR,DAE-IL COATING Co/KOREA. | M10 | ea | 28 | M10,, | 05660001184 | COLOR CAP,PVC LOCK CAP‚THERMO CAP,DICOLC 25 SQmm,BLACK,DAE-IL COATING Co/KOREA | ea
1342 | VB2 | A37800338 | COLOR CAP,PVC LOOK CAP,THERMO CAP,DICOLC 25SQ,BLUE COLOR,DAE-IL COATING Co/KOREA. | M10 | ea | 100 | M10,, | 05660001185 | COLOR CAP,PVC LOCK CAP‚THERMO CAP,DICOLC 25 SQmm,BLUE,DAE-IL COATING Co/KOREA | ea
1343 | VB2 | A37800339 | COLOR CAP,PVC LOOK CAP,THERMO CAP,DICOLC 25SQ,BROW COLOR,DAE-IL COATING Co/KOREA. | M10 | ea | 47 | M10,, | 05660001186 | COLOR CAP,PVC LOCK CAP‚THERMO CAP,DICOLC 25 SQmm,BROWN,DAE-IL COATING Co/KOREA | ea
1344 | VB2 | A37800340 | COLOR CAP,PVC LOOK CAP,THERMO CAP,DICOLC 25SQ,GRAY COLOR,DAE-IL COATING Co/KOREA. | M10 | ea | 36 | M10,, | 05660001187 | COLOR CAP,PVC LOCK CAP‚THERMO CAP,DICOLC 25 SQmm,GRAY,DAE-IL COATING Co/KOREA | ea
1345 | VB2 | A37800341 | COLOR CAP,PVC LOOK CAP,THERMO CAP,DICOLC 35SQ,BROW COLOR,DAE-IL COATING Co/KOREA. | M10 | ea | 50 | M10,, | 05660001188 | COLOR CAP,PVC LOCK CAP‚THERMO CAP,DICOLC 35 SQmm,BROWN,DAE-IL COATING Co/KOREA | ea
1346 | VB2 | A37800342 | COLOR CAP,PVC LOOK CAP,THERMO CAP,DICOLC 35SQ,GRAY COLOR,DAE-IL COATING Co/KOREA. | M10 | ea | 50 | M10,, | 05660001189 | COLOR CAP,PVC LOCK CAP‚THERMO CAP,DICOLC 35 SQmm,GRAY,DAE-IL COATING Co/KOREA | ea
1347 | VB2 | A37800343 | COLOR CAP,PVC LOOK CAP,THERMO CAP,DICOLC 50SQ,BROW COLOR,DAE-IL COATING Co/KOREA. | M10 | ea | 83 | M10,, | 05660001190 | COLOR CAP,PVC LOCK CAP‚THERMO CAP,DICOLC 50 SQmm,BROWN,DAE-IL COATING Co/KOREA | ea
1348 | VB2 | A37800351 | COLOR CAP,PVC LOOK CAP,THERMO CAP,DICOLC 2.5SQ,BLACK COLOR,DAE-IL COATING Co/KOREA. | M10 | ea | 1000 | M10,, | 05660001197 | COLOR CAP,PVC LOCK CAP‚THERMO CAP,DICOLC 2.5 SQmm,BLACK,DAE-IL COATING Co/KOREA | ea
1349 | VB2 | A37800352 | COLOR CAP,PVC LOOK CAP,THERMO CAP,DICOLC 2.5SQ,BROW COLOR,DAE-IL COATING Co/KOREA. | M10 | ea | 1000 | M10,, | 05660001198 | COLOR CAP,PVC LOCK CAP‚THERMO CAP,DICOLC 2.5 SQmm,BROWN,DAE-IL COATING Co/KOREA | ea
1350 | VB2 | A37800353 | COLOR CAP,PVC LOOK CAP,THERMO CAP,DICOLC 2.5SQ,GRAY COLOR,DAE-IL COATING Co/KOREA. | M10 | ea | 1000 | M10,, | 05660001199 | COLOR CAP,PVC LOCK CAP‚THERMO CAP,DICOLC 2.5 SQmm,GRAY,DAE-IL COATING Co/KOREA | ea
1351 | VB2 | A37800354 | COLOR CAP,PVC LOOK CAP,THERMO CAP,DICOLC 2.5SQ,BLUE COLOR,DAE-IL COATING Co/KOREA. | M10 | ea | 1000 | M10,, | 05660001200 | COLOR CAP,PVC LOCK CAP‚THERMO CAP,DICOLC 2.5 SQmm,BLUE,DAE-IL COATING Co/KOREA | ea
1352 | VB2 | A37800355 | COLOR CAP,PVC LOOK CAP,THERMO CAP,DICOLC 2.5SQ,GREEN COLOR,DAE-IL COATING Co/KOREA. | M10 | ea | 1000 | M10,, | 05660001201 | COLOR CAP,PVC LOCK CAP‚THERMO CAP,DICOLC 2.5 SQmm,GREEN,DAE-IL COATING Co/KOREA | ea
1353 | VB2 | A37800356 | COLOR CAP,PVC LOOK CAP,THERMO CAP,DICOLC 25SQ,GREEN COLOR,DAE-IL COATING Co/KOREA. | M10 | ea | 95 | M10,, | 05660001202 | COLOR CAP,PVC LOCK CAP‚THERMO CAP,DICOLC 25 SQmm,GREEN,DAE-IL COATING Co/KOREA | ea
1354 | VB2 | A37800357 | COLOR CAP,PVC LOOK CAP,THERMO CAP,DICOLC 10SQ,BLUE COLOR,DAE-IL COATING Co/KOREA. | M10 | ea | 500 | M10,, | 05660001203 | COLOR CAP,PVC LOCK CAP‚THERMO CAP,DICOLC 10 SQmm,BLUE,DAE-IL COATING Co/KOREA | ea
1355 | VB2 | A37800358 | COLOR CAP,EYECAP-SIT(A) 4BK,PVC LOOK CAP,THERMO CAP,DICOLC 4SQ,BLACK COLOR,EYECAP/KOREA. | M10 | ea | 94 | M10,, | 05660001206 | COLOR CAP,PVC LOOK CAP‚THERMO CAP,DICOLC 4 SQmm,BLACK,EYECAP-SIT(A) 4BK,EYECAP/KOREA | ea
1356 | VB2 | A37800366 | COLOR CAP,EYECAP-SIT(C) 95BK,PVC LOOK CAP,THERMO CAP,DICOLC 95SQ,BLACK COLOR,EYECAP/KOREA | M10 | ea | 101 | M10,, | 05660001213 | COLOR CAP,PVC LOOK CAP‚THERMO CAP,DICOLC 95 SQmm,BLACK,EYECAP-SIT(C) 95BK,EYECAP/KOREA | ea
1357 | VB2 | A37800367 | COLOR CAP,EYECAP-SIT(A) 4B,PVC LOOK CAP,THERMO CAP,DICOLC 4SQ,BLUE COLOR,EYECAP/KOREA | M10 | ea | 100 | M10,, | 05660001214 | COLOR CAP,PVC LOOK CAP‚THERMO CAP,DICOLC 4 SQmm,BLUE,EYECAP-SIT(A) 4B,EYECAP/KOREA | ea
1358 | VB2 | A37800369 | COLOR CAP,EYECAP-SIT(A) 10B,PVC LOOK CAP,THERMO CAP,DICOLC 10SQ,BLUE COLOR,EYECAP/KOREA | M10 | ea | 100 | M10,, | 05660001215 | COLOR CAP,PVC LOOK CAP‚THERMO CAP,DICOLC 10 SQmm,BLUE,EYECAP-SIT(A) 10B,EYECAP/KOREA | ea
1359 | VB2 | A37800370 | COLOR CAP,EYECAP-SIT(C) 25B,PVC LOOK CAP,THERMO CAP,DICOLC 25SQ,BLUE COLOR,EYECAP/KOREA | M10 | ea | 8 | M10,, | 05660001216 | COLOR CAP,PVC LOOK CAP‚THERMO CAP,DICOLC 25 SQmm,BLUE,EYECAP-SIT(C) 25B,EYECAP/KOREA | ea
1360 | VB2 | A37800371 | COLOR CAP,EYECAP-SIT(C) 35B,PVC LOOK CAP,THERMO CAP,DICOLC 35SQ,BLUE COLOR,EYECAP/KOREA | M10 | ea | 80 | M10,, | 05660001217 | COLOR CAP,PVC LOOK CAP‚THERMO CAP,DICOLC 35 SQmm,BLUE,EYECAP-SIT(C) 35B,EYECAP/KOREA | ea
1361 | VB2 | A37800372 | COLOR CAP,EYECAP-SIT(C) 50B,PVC LOOK CAP,THERMO CAP,DICOLC 50SQ,BLUE COLOR,EYECAP/KOREA | M10 | ea | 193 | M10,, | 05660001218 | COLOR CAP,PVC LOOK CAP‚THERMO CAP,DICOLC 50 SQmm,BLUE,EYECAP-SIT(C) 50B,EYECAP/KOREA | ea
1362 | VB2 | A37800091 | COLOR CAP,THERMO STC-CAP,JOTC35,YELLOW,SEUNGJEON/KOREA. | M10 | ea | 500 | M10,, | 05660001126 | COLOR CAP,THERMO STC-CAP,JOTC35,YELLOW,SEUNGJEON/KOREA | ea
1363 | VB2 | A37800255 | COLOR CAP,PVC LOOK CAP,THERMO CAP,DICOLC 50SQ,BLACK COLOR,DAE-IL COATING Co/KOREA. | M10 | ea | 79 | M10,, | 05660001157 | COLOR CAP,PVC LOCK CAP‚THERMO CAP,DICOLC 50 SQmm,BLACK,DAE-IL COATING Co/KOREA | ea
1364 | VB2 | A37800256 | COLOR CAP,PVC LOOK CAP,THERMO CAP,DICOLC 70SQ,RED COLOR,DAE-IL COATING Co/KOREA. | M10 | ea | 100 | M10,, | 05660001158 | COLOR CAP,PVC LOCK CAP‚THERMO CAP,DICOLC 70 SQmm,RED,DAE-IL COATING Co/KOREA | ea
1365 | VB2 | A37800258 | COLOR CAP,PVC LOOK CAP,THERMO CAP,DICOLC 70SQ,BLUE COLOR,DAE-IL COATING Co/KOREA. | M10 | ea | 99 | M10,, | 05660001159 | COLOR CAP,PVC LOCK CAP‚THERMO CAP,DICOLC 70 SQmm,BLUE,DAE-IL COATING Co/KOREA | ea
1366 | VB2 | A37800264 | COLOR CAP,PVC LOOK CAP,THERMO CAP,DICOLC 6SQ,RED COLOR,DAE-IL COATING Co/KOREA. | M10 | ea | 1000 | M10,, | 05660001160 | COLOR CAP,PVC LOCK CAP‚THERMO CAP,DICOLC 6 SQmm,RED,DAE-IL COATING Co/KOREA | ea
1367 | VB2 | A37800266 | COLOR CAP,PVC LOOK CAP,THERMO CAP,DICOLC 6SQ,BLUE COLOR,DAE-IL COATING Co/KOREA. | M10 | ea | 950 | M10,, | 05660001161 | COLOR CAP,PVC LOCK CAP‚THERMO CAP,DICOLC 6 SQmm,BLUE,DAE-IL COATING Co/KOREA | ea
1368 | VB2 | A37800267 | COLOR CAP,PVC LOOK CAP,THERMO CAP,DICOLC 6SQ,BLACK COLOR,DAE-IL COATING Co/KOREA. | M10 | ea | 800 | M10,, | 05660001162 | COLOR CAP,PVC LOCK CAP‚THERMO CAP,DICOLC 6 SQmm,BLACK,DAE-IL COATING Co/KOREA | ea
1369 | VB2 | A37800329 | COLOR CAP,PVC LOOK CAP,THERMO CAP,DICOLC 4SQ,GRAY COLOR,DAE-IL COATING Co/KOREA. | M10 | ea | 990 | M10,, | 05660001176 | COLOR CAP,PVC LOCK CAP‚THERMO CAP,DICOLC 4 SQmm,GRAY,DAE-IL COATING Co/KOREA | ea
1370 | VB2 | A37800330 | COLOR CAP,PVC LOOK CAP,THERMO CAP,DICOLC 6SQ,BROW COLOR,DAE-IL COATING Co/KOREA. | M10 | ea | 824 | M10,, | 05660001177 | COLOR CAP,PVC LOCK CAP‚THERMO CAP,DICOLC 6 SQmm,BROWN,DAE-IL COATING Co/KOREA | ea
1371 | VB2 | A37800331 | COLOR CAP,PVC LOOK CAP,THERMO CAP,DICOLC 6SQ,GRAY COLOR,DAE-IL COATING Co/KOREA. | M10 | ea | 800 | M10,, | 05660001178 | COLOR CAP,PVC LOCK CAP‚THERMO CAP,DICOLC 6 SQmm,GRAY,DAE-IL COATING Co/KOREA | ea
1372 | VB2 | A37800332 | COLOR CAP,PVC LOOK CAP,THERMO CAP,DICOLC 10SQ,BROW COLOR,DAE-IL COATING Co/KOREA. | M10 | ea | 200 | M10,, | 05660001179 | COLOR CAP,PVC LOCK CAP‚THERMO CAP,DICOLC 10 SQmm,BROWN,DAE-IL COATING Co/KOREA | ea
1373 | VB2 | A37800333 | COLOR CAP,PVC LOOK CAP,THERMO CAP,DICOLC 10SQ,BLACK COLOR,DAE-IL COATING Co/KOREA. | M10 | ea | 290 | M10,, | 05660001180 | COLOR CAP,PVC LOCK CAP‚THERMO CAP,DICOLC 10 SQmm,BLACK,DAE-IL COATING Co/KOREA | ea
1374 | VB2 | A85100615 | WIRE,CABLE,0.6/1kV HF-XHHW/SIS,FLAME RETARDANT,1Cx2.5 SQmm,XLPE Insulation, CLASS 5,GRAY,DAEWON CABLE/KOREA | E31 | m | 139 | E31,, | 41564250029 | WIRE,0.6/1kV HF-XHHW/SIS,HALOGEN-FREE FLAME RETARDANT,1Cx2.5 SQmm,GRAY,CLASS 5,DAEWON CABLE/KOREA | m
1375 | VB2 | A85100615 | WIRE,CABLE,0.6/1kV HF-XHHW/SIS,FLAME RETARDANT,1Cx2.5 SQmm,XLPE Insulation, CLASS 5,GRAY,DAEWON CABLE/KOREA | M10 | m | 7485 | M10,, | 41564250029 | WIRE,0.6/1kV HF-XHHW/SIS,HALOGEN-FREE FLAME RETARDANT,1Cx2.5 SQmm,GRAY,CLASS 5,DAEWON CABLE/KOREA | m
1376 | VB2 | A85100617 | WIRE,CABLE,0.6/1kV HF-XHHW/SIS,FLAME RETARDANT,1Cx2.5 SQmm,XLPE Insulation, CLASS 5,YELLOW,DAEWON CABLE/KOREA | E31 | m | 17303 | E31,, | 41564250034 | WIRE,0.6/1kV HF-XHHW/SIS,HALOGEN-FREE FLAME RETARDANT,1Cx2.5 SQmm,YELLOW,CLASS 5,DAEWON CABLE/KOREA | m
1377 | VB2 | A85100618 | WIRE,CABLE,0.6/1kV HF-XHHW/SIS,FLAME RETARDANT,1Cx2.5 SQmm,XLPE Insulation, CLASS 5,GREEN,DAEWON CABLE/KOREA | E31 | m | 7200 | E31,, | 41564250030 | WIRE,0.6/1kV HF-XHHW/SIS,HALOGEN-FREE FLAME RETARDANT,1Cx2.5 SQmm,GREEN,CLASS 5,DAEWON CABLE/KOREA | m
1378 | VB2 | A85100628 | WIRE,CABLE,0.6/1kV XHHW/SIS,HALOGEN-FREE FLAME RETARDANT,1Cx2.5 SQmm,FR-XLPE Insulation,CLASS 5,BLUE,GAON/Korea | E31 | m | 900 | E31,, | 41564250072 | WIRE,0.6/1kV HF-XHHW/SIS,HALOGEN-FREE FLAME RETARDANT,1Cx2.5 SQmm,BLUE,CLASS 5,GAON CABLE/KOREA | m
1379 | VB2 | A85100628 | WIRE,CABLE,0.6/1kV XHHW/SIS,HALOGEN-FREE FLAME RETARDANT,1Cx2.5 SQmm,FR-XLPE Insulation,CLASS 5,BLUE,GAON/Korea | M10 | m | 46800 | M10,, | 41564250072 | WIRE,0.6/1kV HF-XHHW/SIS,HALOGEN-FREE FLAME RETARDANT,1Cx2.5 SQmm,BLUE,CLASS 5,GAON CABLE/KOREA | m
1380 | VB2 | A85100629 | WIRE,CABLE,0.6/1kV XHHW/SIS,HALOGEN-FREE FLAME RETARDANT,1Cx2.5 SQmm,FR-XLPE Insulation,CLASS 5,GREEN,GAON/Korea | E31 | m | 300 | E31,, | 41564250073 | WIRE,0.6/1kV HF-XHHW/SIS,HALOGEN-FREE FLAME RETARDANT,1Cx2.5 SQmm,GREEN,CLASS 5,GAON CABLE/KOREA | m
1381 | VB2 | A85100629 | WIRE,CABLE,0.6/1kV XHHW/SIS,HALOGEN-FREE FLAME RETARDANT,1Cx2.5 SQmm,FR-XLPE Insulation,CLASS 5,GREEN,GAON/Korea | M10 | m | 3000 | M10,, | 41564250073 | WIRE,0.6/1kV HF-XHHW/SIS,HALOGEN-FREE FLAME RETARDANT,1Cx2.5 SQmm,GREEN,CLASS 5,GAON CABLE/KOREA | m
1382 | VB2 | A85100631 | WIRE,CABLE,0.6/1kV XHHW/SIS,HALOGEN-FREE FLAME RETARDANT,1Cx2.5 SQmm,FR-XLPE Insulation,CLASS 5,YELLOW,GAON/Korea | M10 | m | 25200 | M10,, | 41564250076 | WIRE,0.6/1kV HF-XHHW/SIS,HALOGEN-FREE FLAME RETARDANT,1Cx2.5 SQmm,YELLOW,CLASS 5,GAON CABLE/KOREA | m
1383 | VB2 | A85100632 | WIRE,CABLE,0.6/1kV XHHW/SIS,HALOGEN-FREE FLAME RETARDANT,1Cx6.0 SQmm,FR-XLPE Insulation,CLASS 5,BLACK,GAON/Korea | E31 | m | 30100 | E31,, | 41564250081 | WIRE,0.6/1kV HF-XHHW/SIS,HALOGEN-FREE FLAME RETARDANT,1Cx6.0 SQmm,BLACK,CLASS 5,GAON CABLE/KOREA | m
1384 | VB2 | A85100632 | WIRE,CABLE,0.6/1kV XHHW/SIS,HALOGEN-FREE FLAME RETARDANT,1Cx6.0 SQmm,FR-XLPE Insulation,CLASS 5,BLACK,GAON/Korea | M10 | m | 9000 | M10,, | 41564250081 | WIRE,0.6/1kV HF-XHHW/SIS,HALOGEN-FREE FLAME RETARDANT,1Cx6.0 SQmm,BLACK,CLASS 5,GAON CABLE/KOREA | m
1385 | VB2 | A85100633 | WIRE,CABLE,0.6/1kV XHHW/SIS,HALOGEN-FREE FLAME RETARDANT,1Cx4.0 SQmm,FR-XLPE Insulation,CLASS 5,RED,GAON/Korea | E31 | m | 19850 | E31,, | 41564250079 | WIRE,0.6/1kV HF-XHHW/SIS,HALOGEN-FREE FLAME RETARDANT,1Cx4.0 SQmm,RED,CLASS 5,GAON CABLE/KOREA | m
1386 | VB2 | A85100633 | WIRE,CABLE,0.6/1kV XHHW/SIS,HALOGEN-FREE FLAME RETARDANT,1Cx4.0 SQmm,FR-XLPE Insulation,CLASS 5,RED,GAON/Korea | M10 | m | 8100 | M10,, | 41564250079 | WIRE,0.6/1kV HF-XHHW/SIS,HALOGEN-FREE FLAME RETARDANT,1Cx4.0 SQmm,RED,CLASS 5,GAON CABLE/KOREA | m
1387 | VB2 | A85000642 | CABLE,CABLE,0.6/1kV XHHW/SIS,FLAME RETARDANT,1Cx25 SQmm,XLPE Insulation, CLASS 5,GREEN/YELLOW,DAEWON CABLE/KOREA | M30 | m | 10 | M30,, | 41510004996 | CABLE,0.6/1kV HF-XHHW/SIS,HALOGEN-FREE FLAME RETARDANT,1Cx25 SQmm,GREEN/YELLOW,CLASS 5,DAEWON CABLE/KOREA | m
1388 | VB2 | A85000653 | CABLE,CABLE,450/750V XHHW/SIS,FLAME RETARDANT,1Cx50 SQmm,class 5,GREEN COLOR,LSCABLE/KOREA | M30 | m | 491 | M30,, | 41510005024 | CABLE,450/750V XHHW/SIS,FLAME RETARDANT,1Cx50 SQmm,GREEN,CLASS 5,LS CABLE/KOREA | m
1389 | VB2 | A85000654 | CABLE,CABLE,450/750V XHHW/SIS,FLAME RETARDANT,1Cx25 SQmm,class 5,GREEN COLOR,LSCABLE/KOREA | M30 | m | 61 | M30,, | 41510005002 | CABLE,450/750V XHHW/SIS,FLAME RETARDANT,1Cx25 SQmm,GREEN,CLASS 5,LS CABLE/KOREA | m
1390 | VB2 | A85100304 | WIRE,CABLE,450/750V XHHW/SIS,FLAME RETARDANT,1Cx4.0 SQmm,BROWN,LSCABLE/KOREA | E31 | m | 1601 | E31,, | 41564250066 | WIRE,450/750V XHHW/SIS,FLAME RETARDANT,1Cx4.0 SQmm,BROWN,CLASS 5,LS CABLE/KOREA | m
1391 | VB2 | A85100304 | WIRE,CABLE,450/750V XHHW/SIS,FLAME RETARDANT,1Cx4.0 SQmm,BROWN,LSCABLE/KOREA | M30 | m | 540 | M30,, | 41564250066 | WIRE,450/750V XHHW/SIS,FLAME RETARDANT,1Cx4.0 SQmm,BROWN,CLASS 5,LS CABLE/KOREA | m
1392 | VB2 | A85100305 | WIRE,CABLE,450/750V XHHW/SIS,FLAME RETARDANT,1Cx2.5 SQmm,BROWN,LSCABLE/KOREA | E31 | m | 1071 | E31,, | 41564250057 | WIRE,450/750V XHHW/SIS,FLAME RETARDANT,1Cx2.5 SQmm,BROWN,CLASS 5,LS CABLE/KOREA | m
1393 | VB2 | A85100305 | WIRE,CABLE,450/750V XHHW/SIS,FLAME RETARDANT,1Cx2.5 SQmm,BROWN,LSCABLE/KOREA | M30 | m | 480 | M30,, | 41564250057 | WIRE,450/750V XHHW/SIS,FLAME RETARDANT,1Cx2.5 SQmm,BROWN,CLASS 5,LS CABLE/KOREA | m
1394 | VB2 | A85100322 | WIRE,CABLE,0.6/1kV XHHW/SIS,FLAME RETARDANT,1Cx4.0 SQmm,XLPE Insulation, CLASS 5,YELLOW,DEAWON CABLE/KOREA | M30 | m | 3676 | M30,, | 41564250040 | WIRE,0.6/1kV HF-XHHW/SIS,HALOGEN-FREE FLAME RETARDANT,1Cx4.0 SQmm,YELLOW,CLASS 5,DAEWON CABLE/KOREA | m
1395 | VB2 | A85100323 | WIRE,CABLE,0.6/1kV XHHW/SIS,FLAME RETARDANT,1Cx4.0 SQmm,XLPE Insulation, CLASS 5,BLUE,DEAWON CABLE/KOREA | E31 | m | 4027 | E31,, | 41564250036 | WIRE,0.6/1kV HF-XHHW/SIS,HALOGEN-FREE FLAME RETARDANT,1Cx4.0 SQmm,BLUE,CLASS 5,DAEWON CABLE/KOREA | m
1396 | VB2 | A85100323 | WIRE,CABLE,0.6/1kV XHHW/SIS,FLAME RETARDANT,1Cx4.0 SQmm,XLPE Insulation, CLASS 5,BLUE,DEAWON CABLE/KOREA | M30 | m | 4231 | M30,, | 41564250036 | WIRE,0.6/1kV HF-XHHW/SIS,HALOGEN-FREE FLAME RETARDANT,1Cx4.0 SQmm,BLUE,CLASS 5,DAEWON CABLE/KOREA | m
1397 | VB2 | A85100324 | WIRE,CABLE,0.6/1kV XHHW/SIS,FLAME RETARDANT,1Cx2.5 SQmm,XLPE Insulation, CLASS 5,RED,DEAWON CABLE/KOREA | E31 | m | 3861 | E31,, | 41564250032 | WIRE,0.6/1kV HF-XHHW/SIS,HALOGEN-FREE FLAME RETARDANT,1Cx2.5 SQmm,RED,CLASS 5,DAEWON CABLE/KOREA | m
1398 | VB2 | A85100324 | WIRE,CABLE,0.6/1kV XHHW/SIS,FLAME RETARDANT,1Cx2.5 SQmm,XLPE Insulation, CLASS 5,RED,DEAWON CABLE/KOREA | M30 | m | 15672 | M30,, | 41564250032 | WIRE,0.6/1kV HF-XHHW/SIS,HALOGEN-FREE FLAME RETARDANT,1Cx2.5 SQmm,RED,CLASS 5,DAEWON CABLE/KOREA | m
1399 | VB2 | A10300048 | FUSE(POWER),3018011.1,10/24kV,1A,L=292mm,SIBA/GERMANY | M10 | ea | 5 | M10,, | 11210001267 | FUSE(POWER),30 180 11.1,10/24kV,1A,63kA,WITHOUT/STRIKER PIN,L=292mm,SIBA/GERMANY | ea
1400 | VB2 | A62700506 | HANDLE,HANDLE,HD-90B, W/STICKER,MCC, P-COVER,VIETNAM | M10 | ea | 318 | M10,, | 02160000801 | HANDLE,HANDLE,HD-90B W/STICKER P-COVERVIETNAM | ea
1401 | VB2 | A66000009 | WASHER,PLAIN WASHER,M20,SWCH,Ep-Fe/Zn 5/CM2(Cr3/White) | M10 | ea | 200 | M10,, | 04060001404 | WASHER,PLAIN WASHER,M20,SWCH Ep-Fe/Zn 5/CM2(Cr3/White) | ea
1402 | VB2 | A66000023 | WASHER,SPRING WASHER,M5,STS304 | M10 | ea | 495 | M10,, | 04060001406 | WASHER,SPRING WASHER,M5,Stainless Steel STS304 | ea
1403 | VB2 | A64000061 | NUT,POP NUT,M6, VIET NAM | M20 | ea | 7900 | M20,, | 03010000858 | NUT,POP NUT,M6,VIET NAM | ea
1404 | VB2 | A12000855 | AM,KAA-81,0-150-900A,CT:150/5A,50/60Hz,1.0CL,OVER SCALE,NON-REFLECTING PLASTIC,LIGHTSTAR/KOREA. | M10 | ea | 2 | M10,, | 17010003504 | AM,KAA-81,0-150-900A,CT:150/5A,50/60Hz,1.0CL,OVER SCALE,NON-REFLECTING PLASTIC,LIGHTSTAR/KOREA | ea
1405 | VB2 | A37800410 | COLOR CAP,CAP,16P,GRAY,VIJAYA/VIET NAM. | M10 | ea | 1500 | M10,, | 05660001253 | COLOR CAP,CAP,16P,GRAY,VIJAYA/VIET NAM | ea
1406 | VB2 | A37800410 | COLOR CAP,CAP,16P,GRAY,VIJAYA/VIET NAM. | M20 | ea | 300 | M20,, | 05660001253 | COLOR CAP,CAP,16P,GRAY,VIJAYA/VIET NAM | ea
1407 | VB2 | A37800008 | COLOR CAP,CAP,3.5P,BLACK,CHINA. | M20 | ea | 3000 | M20,, | 05660001088 | COLOR CAP,CAP,3.5P,BLACK,CHINA | ea
1408 | VB2 | A37800102 | COLOR CAP,CAP,25P,GRAY,VIJAYA/VIET NAM. | M20 | ea | 1000 | M20,, | 05660001135 | COLOR CAP,CAP,25P,GRAY,VIJAYA/VIET NAM | ea
1409 | VB2 | A17103928 | CT,KBM-08,1.2kV,600/5A,15VA,CL0.5FS10,50Hz,SQUARE:82x12,INSULATION CLASS A,LIGHTSTAR/KOREA. | M10 | ea | 3 | M10,, | 24060027169 | CT,KBM-08,1.2kV,600/5A,15VA,CL0.5FS10,50Hz,SQUARE:82x12,INSULATION CLASS A,LIGHTSTAR/KOREA | ea
1410 | VB2 | A17103680 | CT,KBM-10,1.2kV,1000/5A,15VA,0.5CL,50Hz,SQUARE:105x30,INSULATION CLASS A,LIGHTSTAR/KOREA. | M10 | ea | 1 | M10,, | 24060027158 | CT,KBM-10,1.2kV,1000/5A,15VA,0.5CL,50Hz,SQUARE:105x30,INSULATION CLASS A,LIGHTSTAR/KOREA | ea
1411 | VB2 | A17103587 | CT,KBM-10,1.2kV,1600/5A,40VA,1.0CL,50/60Hz,SQUARE:105x30,INSULATION CLASS A,LIGHTSTAR/KOREA. | M10 | ea | 9 | M10,, | 24060027156 | CT,KBM-10,1.2kV,1600/5A,40VA,1.0CL,50/60Hz,SQUARE:105x30,INSULATION CLASS A,LIGHTSTAR/KOREA | ea
1412 | VB2 | A61200755 | BOLT,HEX BOLT,P/W*2+S/W*1+NUT*1,M8,L210,SM45C,Ep-Fe/Zn 5/CM2(Cr3/White),TENSILE CLASS 8.8 | M10 | set | 150 | M10,, | 01210100332 | BOLT,HEX BOLT,P/W*2+S/W*1+NUT*1,M8,L210,SM45C,Ep-Fe/Zn 5/CM2(Cr3/White),TENSILE CLASS 8.8 | set
1413 | VB2 | A37800044 | COLOR CAP,CAP,50P,YELLOW,CHINA. | M20 | ea | 300 | M20,, | 05660001113 | COLOR CAP,CAP,50P,YELLOW,CHINA | ea
1414 | VB2 | A37800292 | COLOR CAP,CAP,FOR CABLE 95mmSQ,BROWN,CHINA. | M20 | ea | 150 | M20,, | 05660001169 | COLOR CAP,CAP,FOR CABLE 95 SQmm,BROWN,CHINA | ea
1415 | VB2 | A37800293 | COLOR CAP,CAP,50P,BROWN,VIJAYA/VIET NAM. | M20 | ea | 300 | M20,, | 05660001170 | COLOR CAP,CAP,50P,BROWN,VIJAYA/VIET NAM | ea
1416 | VB2 | A65900549 | TOOL,Magnetic status board "Đang lắp ráp dây",VIETNAM | M10 | ea | 50 | M10,, | 03960003786 | TOOL,Magnetic status board "Đang lắp ráp dây",VIET NAM | ea
1417 | VB2 | A65900550 | TOOL,Magnetic status board "Đang lắp ráp Busbar",VIETNAM | M10 | ea | 50 | M10,, | 03960003787 | TOOL,Magnetic status board "Đang lắp ráp Busbar",VIET NAM | ea
1418 | VB2 | A37800348 | COLOR CAP,CAP,70P,GRAY,VIJAYA/VIET NAM. | M10 | ea | 300 | M10,, | 05660001194 | COLOR CAP,CAP,70P,GRAY,VIJAYA/VIET NAM | ea
1419 | VB2 | A37800348 | COLOR CAP,CAP,70P,GRAY,VIJAYA/VIET NAM. | M20 | ea | 300 | M20,, | 05660001194 | COLOR CAP,CAP,70P,GRAY,VIJAYA/VIET NAM | ea
1420 | VB2 | A22300771 | AUX RELAY,LY4N,DC 100/110V,AUX.CONTACT:4C,W/SOCKET PTFZ-14-E(14 PIN)& HOLD DOWN CLIP PYC-A1,PLUG-IN TERMINAL TYPE,OMRON/JAPAN | M10 | ea | 288 | M10,, | #N/A | #N/A | #N/A
1421 | VB2 | A65100098 | SCREW,(+)PAN HEAD SCREW(SEMS),P/W*1+S/W*1,M10,L15,SWCH,EP-FE/ZN 3/CM2(Cr3/White) | M10 | set | 3000 | M10,, | 03660002349 | SCREW,(+)PAN HEAD SCREW (SEMS),P/W*1+S/W*1,M10,L15,SWCH,EP-FE/ZN 3/CM2(Cr3/White) | set
1422 | VB2 | A17800240 | ZCT,KGB-05,SQUARE163X30,CURR.RATIO:200mA/100mV,RATED CURR:400A,INSULATION CLASS E,50/60Hz,LIGHTSTAR/KOREA. | M10 | ea | 8 | M10,, | 24460001035 | ZCT,KGB-05,CURR.RATIO:200mA/100mV,RATED CURR:400A,50/60Hz,SQUARE163X30,INSULATION CLASS E,LIGHTSTAR/KOREA | ea
1423 | VB2 | A30500113 | CONVERTER,AC/DC,NDR-240-24,INPUT:100-240VAC,2.8A,50/60Hz,OUTPUT:DC24V,10A,MEANWELL/CHINA | M10 | ea | 1 | M10,, | 10010028791 | CONVERTER,AC/DC,NDR-240-24,INPUT:100-240VAC 2.8A 50/60Hz,OUTPUT:DC24V,10A,MEANWELL/CHINA | ea
1424 | VB2 | A31300398 | LAMP,HC25P-22ALBu,AC200-240V,50/60Hz,BLUE COLOR,25PI,LED TYPE,HIVERO/VIETNAM. | M10 | ea | 53 | M10,, | 10210003301 | LAMP,HC25P-22ALBu,AC200-240V,50/60Hz,BLUE,25PI,LED,HIVERO/VIETNAM | ea
1425 | VB2 | A31300405 | LAMP,HC25P-22DLBu,DC220V,BLUE COLOR,25PI,LED TYPE,HIVERO/VIETNAM. | M10 | ea | 1 | M10,, | 10210003306 | LAMP,HC25P-22DLBu,DC220V,BLUE,25PI,LED,HIVERO/VIETNAM | ea
1426 | VB2 | A31300406 | LAMP,HC25P-22DLG,DC220V,GREEN COLOR,25PI,LED TYPE,HIVERO/VIETNAM | M10 | ea | 1 | M10,, | #N/A | #N/A | #N/A
1427 | VB2 | A22300773 | AUX RELAY,MM2PN,DC 100/110V,AUX.CONTACT:2C,W/SOCKET 8PFA( 8 PIN),OMRON/JAPAN | M10 | ea | 17 | M10,, | 12870001014 | AUX RELAY,MM2PN,COIL VOLTAGE:DC100/110V,AUX.CONTACT:2C,W/SOCKET 8PFA(8 PIN),OMRON/JAPAN | ea
1428 | VB2 | A30500108 | CONVERTER,AC/DC,ESSENTIAL-PS/1AC/24DC/240W/EE -2910587,INPUT:AC100~240V,47-63Hz,Output:DC24V,10A,PHOENIX | M10 | ea | 2 | M10,, | 10010028790 | CONVERTER,AC/DC,ESSENTIAL-PS/1AC/24DC/240W/EE -2910587,INPUT:AC100-240V 47-63Hz,Output:DC24V,10A,PHOENIX | ea
1429 | VB2 | A31000064 | FUSE,NDZGG50V2,500VAC/DC,2A,MERSEN/FERRAZ(EU). | M10 | ea | 18 | M10,, | 09360000694 | FUSE,NDZGG50V2,500VAC/DC,2A,MERSEN/FERRAZ(EU) | ea
1430 | VB2 | A31000065 | FUSE,FR10GG50V2,500VAC/250VDC,2A,MERSEN/FERRAZ(EU). | M10 | ea | 1 | M10,, | 09360000695 | FUSE,FR10GG50V2,500VAC/250VDC,2A,MERSEN/FERRAZ(EU) | ea
1431 | VB2 | A37600795 | CABLE LUG,BLADE,JOBN 4,4.0SQ,JEONO / KOREA. | M20 | ea | 13990 | M20,, | 05510001807 | CABLE LUG,BLADE,JOBN 4,4.0 SQmm,JEONO/KOREA | ea
1432 | VB2 | A37600796 | FORK,JOT,FORK,JOT 1.5-M3Y,1.5SQ,JEONO / KOREA | M20 | ea | 15000 | M20,, | #N/A | #N/A | #N/A
1433 | VB2 | A37600023 | CABLE LUG,RING,JOT 10-M5,10.0SQ,1 HOLE,JEONO / KOREA. | M20 | ea | 11190 | M20,, | 05510001792 | CABLE LUG,RING,JOT 10-M5,10.0 SQmm,1 HOLE,JEONO/KOREA | ea
1434 | VB2 | A37800022 | COLOR CAP,CAP,14P,BLACK,CHINA | M20 | ea | 1000 | M20,, | #N/A | #N/A | #N/A
1435 | VB2 | A37800023 | COLOR CAP,CAP,14P,BLUE,CHINA. | M20 | ea | 800 | M20,, | 05660001098 | COLOR CAP,CAP,14P,BLUE,CHINA | ea
1436 | VB2 | A37800086 | COLOR CAP,THERMO STC-CAP,STC 25,YELLOW,SEUNGJEON/KOREA. | M10 | ea | 400 | M10,, | 05660001122 | COLOR CAP,THERMO STC-CAP,STC 25,YELLOW,SEUNGJEON/KOREA | ea
1437 | VB2 | A37800170 | COLOR CAP,THERMO STC-CAP,JOTC 10,BLACK,SEUNGJEON/KOREA. | M20 | ea | 700 | M20,, | 05660001144 | COLOR CAP,THERMO STC-CAP,JOTC 10,BLACK,SEUNGJEON/KOREA | ea
1438 | VB2 | A37800174 | COLOR CAP,THERMO STC-CAP,STC 16,GRAY,SEUNGJEON/KOREA. | M10 | ea | 163 | M10,, | 05660001145 | COLOR CAP,THERMO STC-CAP,STC 16,GRAY,SEUNGJEON/KOREA | ea
1439 | VB2 | A37600837 | CABLE LUG,RING,JOCP 35-M10,35.0SQ,1 HOLE,JEONO / KOREA. | M20 | ea | 1785 | M20,, | 05510001825 | CABLE LUG,RING,JOCP 35-M10,35.0 SQmm,1 HOLE,JEONO / KOREA | ea
1440 | VB2 | A37600839 | CABLE LUG,RING,JOCP 70-M10,70.0SQ,1 HOLE,JEONO / KOREA. | M20 | ea | 1584 | M20,, | 05510001832 | CABLE LUG,RING,JOCP 70-M10,70.0 SQmm,1 HOLE,JEONO/KOREA | ea
1441 | VB2 | A37600936 | CABLE LUG,FULLY INSULATED FEMALE CONNECTOR,PART No.381485 NH,RED | M20 | ea | 2000 | M20,, | NA | #N/A | #N/A
1442 | VB2 | A37601050 | CABLE LUG,TYPE-JOR(R),JOR 2.5-M4,2.5SQ,1 HOLE,JEONO / KOREA. | M20 | ea | 19000 | M20,, | 05510001860 | CABLE LUG,JOR(R),JOR 2.5-M4,2.5 SQmm,1 HOLE,JEONO/KOREA | ea
1443 | VB2 | A37601064 | CABLE LUG,RING,JOCP 95-2-M12,95.0SQ,2 HOLE,JEONO/KOREA | M10 | ea | 50 | M10,, | #N/A | #N/A | #N/A
1444 | VB2 | A37800034 | COLOR CAP,CAP,35P,BLACK,CHINA. | M20 | ea | 1570 | M20,, | 05660001105 | COLOR CAP,CAP,35P,BLACK,CHINA | ea
1445 | VB2 | A37800347 | COLOR CAP,CAP,70P,BROWN,VIJAYA/VIET NAM | M20 | ea | 300 | M20,, | #N/A | #N/A | #N/A
1446 | VB2 | A61200101 | BOLT,ANCHOR BOLT,P/W*1+S/W*1+NUT*1,M12,L100,SM45C,Ep-Fe/Zn 5/CM2(Cr3/White),TENSILE CLASS 8.8 | M10 | ea | 64 | M10,, | 01210100198 | BOLT,ANCHOR BOLT,P/W*1+S/W*1+NUT*1,M12,L100,SM45C,Ep-Fe/Zn 5/CM2(Cr3/White),TENSILE CLASS 8.8 | ea
1447 | VB2 | A61200143 | BOLT,HEX BOLT,P/W*2+S/W*1+NUT*1,M10,L60,SM45C,Ep-Fe/Zn 5/CM2(Cr3/White),TENSILE CLASS 8.8 | M10 | set | 200 | M10,, | 01210100361 | BOLT,HEX BOLT,P/W*2+S/W*1+NUT*1,M10,L60,SM45C,Ep-FE/Zn 5/CM2 (Cr3/White),TENSILE CLASS 8.8 | set
1448 | VB2 | A61200144 | BOLT,HEX BOLT,P/W*2+S/W*1+NUT*1,M10,L70,SM45C,Ep-Fe/Zn 5/CM2(Cr3/White),TENSILE CLASS 8.8 | M20 | set | 300 | M20,, | 01210100258 | BOLT,HEX BOLT,P/W*2+S/W*1+NUT*1,M10,L70,SM45C,Ep-Fe/Zn 5/CM2(Cr3/White),TENSILE CLASS 8.8 | set
1449 | VB2 | A61200146 | BOLT,HEX BOLT,P/W*2+S/W*1+NUT*1,M12,L30,SM45C,Ep-Fe/Zn 5/CM2(Cr3/White),TENSILE CLASS 8.8 | E31 | set | 3920 | E31,, | 01210100254 | BOLT,HEX BOLT,P/W*2+S/W*1+NUT*1,M12,L30,SM45C,Ep-Fe/Zn 5/CM2(Cr3/White),TENSILE CLASS 8.8 | set
1450 | VB2 | A61200146 | BOLT,HEX BOLT,P/W*2+S/W*1+NUT*1,M12,L30,SM45C,Ep-Fe/Zn 5/CM2(Cr3/White),TENSILE CLASS 8.8 | M20 | set | 1955 | M20,, | 01210100254 | BOLT,HEX BOLT,P/W*2+S/W*1+NUT*1,M12,L30,SM45C,Ep-Fe/Zn 5/CM2(Cr3/White),TENSILE CLASS 8.8 | set
1451 | VB2 | A61200155 | BOLT,HEX BOLT,P/W*2+S/W*1+NUT*1,M12,L80,SM45C,Ep-Fe/Zn 5/CM2(Cr3/White),TENSILE CLASS 8.8 | M20 | set | 5015 | M20,, | 01210100259 | BOLT,HEX BOLT,P/W*2+S/W*1+NUT*1,M12,L80,SM45C,Ep-Fe/Zn 5/CM2(Cr3/White),TENSILE CLASS 8.8 | set
1452 | VB2 | A61200157 | BOLT,HEX BOLT,P/W*2+S/W*1+NUT*1,M12,L60,SM45C,Ep-Fe/Zn 5/CM2(Cr3/White),TENSILE CLASS 8.8 | M10 | set | 144 | M10,, | 01210100260 | BOLT,HEX BOLT,P/W*2+S/W*1+NUT*1,M12,L60,SM45C,Ep-Fe/Zn 5/CM2(Cr3/White),TENSILE CLASS 8.8 | set
1453 | VB2 | A61200157 | BOLT,HEX BOLT,P/W*2+S/W*1+NUT*1,M12,L60,SM45C,Ep-Fe/Zn 5/CM2(Cr3/White),TENSILE CLASS 8.8 | M20 | set | 219 | M20,, | 01210100260 | BOLT,HEX BOLT,P/W*2+S/W*1+NUT*1,M12,L60,SM45C,Ep-Fe/Zn 5/CM2(Cr3/White),TENSILE CLASS 8.8 | set
1454 | VB2 | A61200159 | BOLT,HEX BOLT,P/W*2+S/W*1+NUT*1,M12,L40,SM45C,Ep-Fe/Zn 5/CM2(Cr3/White),TENSILE CLASS 8.8 | M20 | set | 37 | M20,, | 01210100261 | BOLT,HEX BOLT,P/W*2+S/W*1+NUT*1,M12,L40,SM45C,Ep-Fe/Zn 5/CM2(Cr3/White),TENSILE CLASS 8.8 | set
1455 | VB2 | A61200195 | BOLT,BOLT,HEX,P.S/W,M10,L40,SM45C,Ep-Fe/Zn 5/CM2(Cr3/White),TENSILE CLASS 8.8 | M10 | ea | 5392 | M10,, | 01210100205 | BOLT,HEX BOLT,P.S/W,M10,L60,SM45C,Ep-Fe/Zn 5/CM2(Cr3/White),TENSILE CLASS 8.8 | ea
1456 | VB2 | A61200596 | BOLT,HEX BOLT,P/W*2+S/W*1+NUT*1,M8,L35,SM45C,Ep-Fe/Zn 5/CM2(Cr3/White),TENSILE CLASS 10.9 | M10 | set | 1170 | M10,, | 01210100362 | BOLT,HEX BOLT,P/W*2+S/W*1+NUT*1,M8,L35,SM45C,Ep-FE/Zn 5/CM2 (Cr3/White),TENSILE CLASS 10.9 | set
1457 | VB2 | A61200597 | BOLT,HINGE BOLT,Ø12(M4),L6/L14,S54030273-P1,NAM PHONG/VIETNAM | M10 | ea | 21 | M10,, | 45718200105 | BOLT,HINGE BOLT,Ø12(M4),L6/L14,S54030273-P1,NAM PHONG/VIET NAM | ea
1458 | VB2 | A61200598 | BOLT,HINGE BOLT,Ø12(M4),L6/L22,S54030273-P2,NAM PHONG/VIETNAM | M10 | ea | 12 | M10,, | 45718200106 | BOLT,HINGE BOLT,Ø12(M4),L6/L22,S54030273-P2,NAM PHONG/VIET NAM | ea
1459 | VB2 | A61200645 | BOLT,HEX BOLT,P/W*2+S/W*1+NUT*1,M8,L15,STS304 | M10 | set | 291 | M10,, | 01210100325 | BOLT,HEX BOLT,P/W*2+S/W*1+NUT*1,M8,L15,STS304 | set
1460 | VB2 | A61200648 | BOLT,HEX BOLT,P/W*2+S/W*1+NUT*1,M12,L35,STS304 | M10 | set | 386 | M10,, | 01210100326 | BOLT,HEX BOLT,P/W*2+S/W*1+NUT*1,M12,L35,STS304 | set
1461 | VB2 | A61200200 | BOLT,HEX BOLT,P/W*2+S/W*1+NUT*1,M10,L65,SM45C,Ep-Fe/Zn 5/CM2(Cr3/White),TENSILE CLASS 8.8 | M10 | ea | 500 | M10,, | 01210100201 | BOLT,HEX BOLT,P/W*2+S/W*1+NUT*1,M10,L65,SM45C,Ep-Fe/Zn 5/CM2(Cr3/White),TENSILE CLASS 8.8 | ea
1462 | VB2 | A61200204 | BOLT,HEXAGON SOCKET BUTTON HEAD SCREWS,P.S/W,M8,L10,STS304 | M20 | ea | 1956 | M20,, | 01210100246 | BOLT,HEXAGON SOCKET BUTTON HEAD SCREWS,P.S/W,M8,L10,STS304 | ea
1463 | VB2 | A61200208 | BOLT,HEX BOLT,P/W*2+S/W*1+NUT*1,M10,L25,SM45C,Ep-Fe/Zn 5/CM2(Cr3/White),TENSILE CLASS 8.8 | M20 | set | 990 | M20,, | 01210100268 | BOLT,HEX BOLT,P/W*2+S/W*1+NUT*1,M10,L25,SM45C,Ep-Fe/Zn 5/CM2(Cr3/White),TENSILE CLASS 8.8 | set
1464 | VB2 | A61200209 | BOLT,HEX BOLT,P/W*2+S/W*1+NUT*1,M10,L30,SM45C,Ep-Fe/Zn 5/CM2(Cr3/White),TENSILE CLASS 8.8 | E31 | set | 5377 | E31,, | 01210100269 | BOLT,HEX BOLT,P/W*2+S/W*1+NUT*1,M10,L30,SM45C,Ep-Fe/Zn 5/CM2(Cr3/White),TENSILE CLASS 8.8 | set
1465 | VB2 | A61200209 | BOLT,HEX BOLT,P/W*2+S/W*1+NUT*1,M10,L30,SM45C,Ep-Fe/Zn 5/CM2(Cr3/White),TENSILE CLASS 8.8 | M20 | set | 4400 | M20,, | 01210100269 | BOLT,HEX BOLT,P/W*2+S/W*1+NUT*1,M10,L30,SM45C,Ep-Fe/Zn 5/CM2(Cr3/White),TENSILE CLASS 8.8 | set
1466 | VB2 | A61200226 | BOLT,HEX BOLT,P/W*2+S/W*1+NUT*1,M12,L55,SM45C,Ep-Fe/Zn 5/CM2(Cr3/White),TENSILE CLASS 8.8 | M10 | set | 1500 | M10,, | 45719000015 | BOLT,HEX BOLT,P/W*2+S/W*1+NUT*1,M12,L55,SM45C, Ep-Fe/Zn 5/CM2(Cr3/White),TENSILE CLASS 8.8 | ea
1467 | VB2 | A61200226 | BOLT,HEX BOLT,P/W*2+S/W*1+NUT*1,M12,L55,SM45C,Ep-Fe/Zn 5/CM2(Cr3/White),TENSILE CLASS 8.8 | M20 | set | 2420 | M20,, | 45719000015 | BOLT,HEX BOLT,P/W*2+S/W*1+NUT*1,M12,L55,SM45C, Ep-Fe/Zn 5/CM2(Cr3/White),TENSILE CLASS 8.8 | ea
1468 | VB2 | A61200228 | BOLT,HEX BOLT,P/W*2+S/W*1+NUT*1,M12,L110,SM45C,Ep-Fe/Zn 5/CM2(Cr3/White),TENSILE CLASS 8.8 | M10 | ea | 8 | M10,, | 01210100202 | BOLT,HEX BOLT,P/W*2+S/W*1+NUT*1,M12,L110,SM45C,Ep-Fe/Zn 5/CM2(Cr3/White),TENSILE CLASS 8.8 | ea
1469 | VB2 | A61200238 | BOLT,HEX BOLT,P/W*2+S/W*1+NUT*1,M8,L30,STS304 | E31 | set | 800 | E31,, | 01210100255 | BOLT,HEX BOLT,P/W*2+S/W*1+NUT*1,M8,L30,STS304 | set
1470 | VB2 | A61200238 | BOLT,HEX BOLT,P/W*2+S/W*1+NUT*1,M8,L30,STS304 | M10 | set | 900 | M10,, | 01210100255 | BOLT,HEX BOLT,P/W*2+S/W*1+NUT*1,M8,L30,STS304 | set
1471 | VB2 | A61200652 | BOLT,HEX BOLT,P/W*2+S/W*1+NUT*1,M10,L45,STS304 | M10 | set | 70 | M10,, | 01210100327 | BOLT,HEX BOLT,P/W*2+S/W*1+NUT*1,M10,L45,STS304 | set
1472 | VB2 | A61200680 | BOLT,HEX BOLT,P/W*2+S/W*1+NUT*1,M16,L90,STS304 | M10 | set | 10 | M10,, | 01210100363 | BOLT,HEX BOLT,P/W*2+S/W*1+NUT*1,M16,L90,STS 304 | set
1473 | VB2 | A61200682 | BOLT,HEX BOLT,P/W*2+S/W*1+NUT*1,M12,L45,STS304 | M10 | set | 412 | M10,, | 01210100364 | BOLT,HEX BOLT,P/W*2+S/W*1+NUT*1,M12,L45,STS304 | set
1474 | VB2 | A61200683 | BOLT,HEX BOLT,P/W*1+S/W*1,M12,L35,STS304 | M10 | ea | 21 | M10,, | 01210100232 | BOLT,HEX BOLT,P/W*1+S/W*1,M12,L110,STS304 | ea
1475 | VB2 | A61200246 | BOLT,HEX BOLT,P/W*2+S/W*1+NUT*1,M10,L60,STS304 | M10 | set | 30 | M10,, | 01210100274 | BOLT,HEX BOLT,P/W*2+S/W*1+NUT*1,M10,L60,STS304 | set
1476 | VB2 | A61200275 | BOLT,HEX BOLT,P/W*2+S/W*1+NUT*1,M12,L60,STS304 | M10 | set | 972 | M10,, | 01210100281 | BOLT,HEX BOLT,P/W*2+S/W*1+NUT*1,M12,L60,STS304 | set
1477 | VB2 | A61200277 | BOLT,HEX BOLT,P/W*2+S/W*1+NUT*1,M8,L20,SM45C,Ep-Fe/Zn 5/CM2(Cr3/White),TENSILE CLASS 8.8 | M10 | set | 1162 | M10,, | 01210100302 | BOLT,HEX BOLT,P/W*2+S/W*1+NUT*1,M8,L20,SM45C,Ep-Fe/Zn 5/CM2(Cr3/White),TENSILE CLASS 8.8 | set
1478 | VB2 | A61200285 | BOLT,HEX BOLT,P/W*2+S/W*1+NUT*1,M12,L100,STS304 | M10 | set | 550 | M10,, | 01210100381 | BOLT,HEX BOLT,P/W*2+S/W*1+NUT*1,M12,L100,STS304 | set
1479 | VB2 | A61200287 | BOLT,HEX BOLT,P/W*2+S/W*1+NUT*1,M12,L70,STS304 | M10 | set | 1463 | M10,, | 01210100282 | BOLT,HEX BOLT,P/W*2+S/W*1+NUT*1,M12,L70,STS304 | set
1480 | VB2 | A61200288 | BOLT,HEX BOLT,P/W*2+S/W*1+NUT*1,M12,L80,STS304 | M10 | set | 860 | M10,, | 01210100283 | BOLT,HEX BOLT,P/W*2+S/W*1+NUT*1,M12,L80,STS304 | set
1481 | VB2 | A61200293 | BOLT,HEX BOLT,P/W*2+S/W*1+NUT*1,M10,L40,STS304 | M10 | set | 354 | M10,, | 01210100285 | BOLT,HEX BOLT,P/W*2+S/W*1+NUT*1,M10,L40,STS304 | set
1482 | VB2 | A61200687 | BOLT,HEX BOLT,P/W*1+S/W*1,M12,L30,STS304 | M10 | ea | 14 | M10,, | 01210100234 | BOLT,ANCHOR BOLT,P/W*1+S/W*1+NUT*1,M16,L80,STS304,VIETNAM | ea
1483 | VB2 | A61200714 | BOLT,HEX BOLT,P/W*1+S/W*1,M10,L30,STS304 | M10 | set | 40 | M10,, | 01210100365 | BOLT,HEX BOLT,P/W*1+S/W*1,M10,L30,STS304 | set
1484 | VB2 | A61200716 | BOLT,HEX BOLT,P/W*2+S/W*1+NUT*1,M10,L35,STS304 | M10 | set | 48 | M10,, | 01210100330 | BOLT,HEX BOLT,P/W*2+S/W*1+NUT*1,M10,L35,STS304 | set
1485 | VB2 | A61200717 | BOLT,HEX BOLT,P/W*2+S/W*1+NUT*1,M8,L60,STS304 | M10 | set | 1200 | M10,, | 01210100331 | BOLT,HEX BOLT,P/W*2+S/W*1+NUT*1,M8,L60,STS304 | set
1486 | VB2 | A61200732 | BOLT,BOLT,HEX,M12,L40,SWCH,Ep-Fe/Zn 5/CM2(Cr3/White),TENSILE CLASS 8.8 | M10 | ea | 55 | M10,, | 01210100226 | BOLT,HEX BOLT,M12,L40,SWCH,Ep-Fe/Zn 5/CM2(Cr3/White),TENSILE CLASS 8.8 | ea
1487 | VB2 | A61200733 | BOLT,BOLT,HEX,M12,L45,SWCH,Ep-Fe/Zn 5/CM2(Cr3/White),TENSILE CLASS 8.8 | M10 | ea | 54 | M10,, | 01210100227 | BOLT,HEX BOLT,M12,L45,SWCH,Ep-Fe/Zn 5/CM2(Cr3/White),TENSILE CLASS 8.8 | ea
1488 | VB2 | A61200734 | BOLT,BOLT,HEX,M12,L35,SWCH,Ep-Fe/Zn 5/CM2(Cr3/White),TENSILE CLASS 8.8 | M10 | ea | 142 | M10,, | 01210100228 | BOLT,HEX BOLT,M12,L35,SWCH,Ep-Fe/Zn 5/CM2(Cr3/White),TENSILE CLASS 8.8 | ea
1489 | VB2 | A61200309 | BOLT,HEX BOLT,P/W*2+S/W*1+NUT*1,M12,L105,SM45C,Ep-Fe/Zn 5/CM2(Cr3/White),TENSILE CLASS 8.8 | M20 | set | 273 | M20,, | 01210100286 | BOLT,HEX BOLT,P/W*2+S/W*1+NUT*1,M12,L105,SM45C,Ep-Fe/Zn 5/CM2(Cr3/White),TENSILE CLASS 8.8 | set
1490 | VB2 | A61200742 | BOLT,ANCHOR BOLT,P/W*1+S/W*1+NUT*1,M8,L60,STS304 | M10 | ea | 8 | M10,, | 01210100349 | BOLT,ANCHOR BOLT,P/W*1+S/W*1,M8,L60,STS304 | ea
1491 | VB2 | A85100005 | WIRE,KIV CABLE,1Cx1.5 SQmm,450/750 V-Cu/PVC TCVN 6610/IEC 60227,BLACK,SH CABLE/VIET NAM | M30 | m | 2485 | M30,, | 41564250107 | WIRE,450/750V-Cu/PVC,KIV,1Cx1.5 SQmm,BLACK,CLASS 5,COSMOLINK VINA/VIETNAM | m
1492 | VB2 | A85000700 | CABLE,KIV CABLE,1Cx25 SQmm,MULTI-CORE CABLES,450/750V,GREEN,COSMOLINK/VIETNAM | M10 | m | 162 | M10,, | 41510005033 | CABLE,450/750V-Cu/PVC,KIV,1Cx25 SQmm,GREEN,CLASS 5,COSMOLINK VINA/VIETNAM | m
1493 | VB2 | A85000700 | CABLE,KIV CABLE,1Cx25 SQmm,MULTI-CORE CABLES,450/750V,GREEN,COSMOLINK/VIETNAM | M30 | m | 15 | M30,, | 41510005033 | CABLE,450/750V-Cu/PVC,KIV,1Cx25 SQmm,GREEN,CLASS 5,COSMOLINK VINA/VIETNAM | m
1494 | VB2 | A85000701 | CABLE,KIV CABLE,1Cx16 SQmm,MULTI-CORE CABLES,450/750V,GREEN,COSMOLINK/VIETNAM | M30 | m | 61 | M30,, | 41510005034 | CABLE,450/750V-Cu/PVC,KIV,1Cx16 SQmm,GREEN,CLASS 5,COSMOLINK VINA/VIETNAM | m
1495 | VB2 | A85000702 | CABLE,KIV CABLE,1Cx25 SQmm,MULTI-CORE CABLES,450/750V,BLACK,COSMOLINK/VIETNAM | M10 | m | 4 | M10,, | 41510004979 | CABLE,450/750V-Cu/PVC,KIV,1Cx25 SQmm,BLACK,CLASS 5,COSMOLINK VINA/VIETNAM | m
1496 | VB2 | A85000702 | CABLE,KIV CABLE,1Cx25 SQmm,MULTI-CORE CABLES,450/750V,BLACK,COSMOLINK/VIETNAM | M30 | m | 35 | M30,, | 41510004979 | CABLE,450/750V-Cu/PVC,KIV,1Cx25 SQmm,BLACK,CLASS 5,COSMOLINK VINA/VIETNAM | m
1497 | VB2 | A85100432 | WIRE,FLAME RETARDANT,1Cx4.0 SQmm,0.6/1kV Cu/H-PVC(HKIV),CLASS 5,BROWN,COSMOLINK/VIETNAM | M30 | m | 60 | M30,, | 41564250100 | WIRE,0.6/1kV Cu/FR-HPVC,HKIV(Heat Resistant PVC),1Cx4.0 SQmm,BROWN,CLASS 5,COSMOLINK VINA/VIETNAM | m
1498 | VB2 | A85100433 | WIRE,FLAME RETARDANT,1Cx4.0 SQmm,0.6/1kV Cu/H-PVC(HKIV),CLASS 5,GRAY,COSMOLINK/VIETNAM | M30 | m | 4472 | M30,, | 41564250101 | WIRE,0.6/1kV Cu/FR-HPVC,HKIV(Heat Resistant PVC),1Cx4.0 SQmm,GRAY,CLASS 5,COSMOLINK VINA/VIETNAM | m
1499 | VB2 | A85100434 | WIRE,FLAME RETARDANT,1Cx4.0 SQmm,0.6/1kV Cu/H-PVC(HKIV),CLASS 5,BLUE,COSMOLINK/VIETNAM | M10 | m | 16 | M10,, | 41564250099 | WIRE,0.6/1kV Cu/FR-HPVC,HKIV(Heat Resistant PVC),1Cx4.0 SQmm,BLUE,CLASS 5,COSMOLINK VINA/VIETNAM | m
1500 | VB2 | A85100434 | WIRE,FLAME RETARDANT,1Cx4.0 SQmm,0.6/1kV Cu/H-PVC(HKIV),CLASS 5,BLUE,COSMOLINK/VIETNAM | M30 | m | 612 | M30,, | 41564250099 | WIRE,0.6/1kV Cu/FR-HPVC,HKIV(Heat Resistant PVC),1Cx4.0 SQmm,BLUE,CLASS 5,COSMOLINK VINA/VIETNAM | m
1501 | VB2 | A85000320 | CABLE,KIV CABLE,1Cx25 SQmm,MULTI-CORE CABLES,450/750V,GREEN&YELLOW STRIP,SH VINA CABLE | M10 | m | 37 | M10,, | 41510004992 | CABLE,450/750V-Cu/PVC,KIV,1Cx25 SQmm,GREEN/YELLOW,CLASS 5,COSMOLINK VINA/VIETNAM | m
1502 | VB2 | A85000320 | CABLE,KIV CABLE,1Cx25 SQmm,MULTI-CORE CABLES,450/750V,GREEN&YELLOW STRIP,SH VINA CABLE | M30 | m | 888 | M30,, | 41510004992 | CABLE,450/750V-Cu/PVC,KIV,1Cx25 SQmm,GREEN/YELLOW,CLASS 5,COSMOLINK VINA/VIETNAM | m
1503 | VB2 | A85000703 | CABLE,KIV CABLE,1Cx35 SQmm,MULTI-CORE CABLES,450/750V,BLACK,COSMOLINK/VIETNAM | M10 | m | 74 | M10,, | 41510004980 | CABLE,450/750V-Cu/PVC,KIV,1Cx35 SQmm,BLACK,CLASS 5,COSMOLINK VINA/VIETNAM | m
1504 | VB2 | A85000704 | CABLE,KIV CABLE,1Cx70 SQmm,SINGLE-CORE CABLE,450/750V,BLACK,COSMOLINK/VIETNAM | M10 | m | 470 | M10,, | 41510004982 | CABLE,450/750V-Cu/PVC,KIV,1Cx70 SQmm,BLACK,CLASS 5,COSMOLINK VINA/VIETNAM | m
1505 | VB2 | A85000704 | CABLE,KIV CABLE,1Cx70 SQmm,SINGLE-CORE CABLE,450/750V,BLACK,COSMOLINK/VIETNAM | M30 | m | 20 | M30,, | 41510004982 | CABLE,450/750V-Cu/PVC,KIV,1Cx70 SQmm,BLACK,CLASS 5,COSMOLINK VINA/VIETNAM | m
1506 | VB2 | A85100006 | WIRE,KIV CABLE,1Cx1.5 SQmm,450/750 V-Cu/PVC TCVN 6610/IEC 60227,GRAY,SH CABLE/VIET NAM | M30 | m | 1852 | M30,, | 41564250108 | WIRE,450/750V-Cu/PVC,KIV,1Cx1.5 SQmm,GRAY,CLASS 5,COSMOLINK VINA/VIETNAM | m
1507 | VB2 | A85100007 | WIRE,KIV CABLE,1Cx4.0 SQmm,450/750 V-Cu/PVC TCVN 6610/IEC 60227,RED,SH CABLE/VIET NAM | M30 | m | 2826 | M30,, | 41564250119 | WIRE,450/750V-Cu/PVC,KIV,1Cx4.0 SQmm,RED,CLASS 5,COSMOLINK VINA/VIETNAM | m
1508 | VB2 | A85100008 | WIRE,KIV CABLE,1Cx4.0 SQmm,450/750 V-Cu/PVC TCVN 6610/IEC 60227,YELLOW,SH CABLE/VIET NAM | M30 | m | 149 | M30,, | 41564250120 | WIRE,450/750V-Cu/PVC,KIV,1Cx4.0 SQmm,YELLOW,CLASS 5,COSMOLINK VINA/VIETNAM | m
1509 | VB2 | A85100009 | WIRE,KIV CABLE,1Cx4.0 SQmm,450/750 V-Cu/PVC TCVN 6610/IEC 60227,GREEN,SH CABLE/VIET NAM | M30 | m | 100 | M30,, | 41564250142 | WIRE,450/750V-Cu/PVC,KIV,1Cx4.0 SQmm,GREEN,CLASS 5,COSMOLINK VINA/VIETNAM | m
1510 | VB2 | A85100010 | WIRE,KIV CABLE,1Cx4.0 SQmm,450/750 V-Cu/PVC TCVN 6610/IEC 60227,BLUE COLOR,SH CABLE/VIET NAM | M30 | m | 2110 | M30,, | 41564250117 | WIRE,450/750V-Cu/PVC,KIV,1Cx4.0 SQmm,BLUE,CLASS 5,COSMOLINK VINA/VIETNAM | m
1511 | VB2 | A85100011 | WIRE,KIV CABLE,1Cx4.0 SQmm,450/750 V-Cu/PVC TCVN 6610/IEC 60227,BLACK COLOR,SH CABLE/VIET NAM | M30 | m | 3991 | M30,, | 41564250116 | WIRE,450/750V-Cu/PVC,KIV,1Cx4.0 SQmm,BLACK,CLASS 5,COSMOLINK VINA/VIETNAM | m
1512 | VB2 | A85100012 | WIRE,KIV CABLE,1Cx4.0 SQmm,450/750 V-Cu/PVC TCVN 6610/IEC 60227,GRAY,SH CABLE/VIET NAM | M30 | m | 9470 | M30,, | 41564250118 | WIRE,450/750V-Cu/PVC,KIV,1Cx4.0 SQmm,GRAY,CLASS 5,COSMOLINK VINA/VIETNAM | m
1513 | VB2 | A85100435 | WIRE,FLAME RETARDANT,1Cx4.0 SQmm,0.6/1kV Cu/H-PVC(HKIV),CLASS 5,RED,COSMOLINK/VIETNAM | M30 | m | 1068 | M30,, | 41564250102 | WIRE,0.6/1kV Cu/FR-HPVC,HKIV(Heat Resistant PVC),1Cx4.0 SQmm,RED,CLASS 5,COSMOLINK VINA/VIETNAM | m
1514 | VB2 | A85100437 | WIRE,FLAME RETARDANT,1Cx2.5 SQmm,0.6/1kV Cu/H-PVC(HKIV),CLASS 5,BLACK,COSMOLINK/VIETNAM | M30 | m | 491 | M30,, | 41564250090 | WIRE,0.6/1kV Cu/FR-HPVC,HKIV(Heat Resistant PVC),1Cx2.5 SQmm,BLACK,CLASS 5,COSMOLINK VINA/VIETNAM | m
1515 | VB2 | A85100445 | WIRE,FLAME RETARDANT,1Cx6.0 SQmm,0.6/1kV Cu/H-PVC(HKIV),CLASS 5,GREEN/YELLOW,COSMOLINK/VIETNAM | M10 | m | 110 | M10,, | 41564250136 | WIRE,0.6/1kV Cu/FR-HPVC,HKIV(Heat Resistant PVC),1Cx6.0 SQmm,GREEN/YELLOW,CLASS 5,COSMOLINK VINA/VIETNAM | m
1516 | VB2 | A85100445 | WIRE,FLAME RETARDANT,1Cx6.0 SQmm,0.6/1kV Cu/H-PVC(HKIV),CLASS 5,GREEN/YELLOW,COSMOLINK/VIETNAM | M30 | m | 982 | M30,, | 41564250136 | WIRE,0.6/1kV Cu/FR-HPVC,HKIV(Heat Resistant PVC),1Cx6.0 SQmm,GREEN/YELLOW,CLASS 5,COSMOLINK VINA/VIETNAM | m
1517 | VB2 | A85100446 | WIRE,FLAME RETARDANT,1Cx6.0 SQmm,0.6/1kV Cu/H-PVC(HKIV),CLASS 5,BLACK,COSMOLINK/VIETNAM | M30 | m | 660 | M30,, | 41564250156 | WIRE,0.6/1kV Cu/FR-HPVC,HKIV(Heat Resistant PVC),1Cx6.0 SQmm,BLACK,CLASS 5,COSMOLINK VINA/VIETNAM | m
1518 | VB2 | A85100447 | WIRE,FLAME RETARDANT,1Cx25 SQmm,0.6/1kV Cu/H-PVC(HKIV),CLASS 5,GREEN/YELLOW,COSMOLINK/VIETNAM | M10 | m | 80 | M10,, | 41510005036 | CABLE,0.6/1kV Cu/FR-HPVC,HKIV(Heat Resistant PVC),1Cx25 SQmm,GREEN/YELLOW,CLASS 5,COSMOLINK VINA/VIETNAM | m
1519 | VB2 | A85100447 | WIRE,FLAME RETARDANT,1Cx25 SQmm,0.6/1kV Cu/H-PVC(HKIV),CLASS 5,GREEN/YELLOW,COSMOLINK/VIETNAM | M30 | m | 684 | M30,, | 41510005036 | CABLE,0.6/1kV Cu/FR-HPVC,HKIV(Heat Resistant PVC),1Cx25 SQmm,GREEN/YELLOW,CLASS 5,COSMOLINK VINA/VIETNAM | m
1520 | VB2 | A85100448 | WIRE,FLAME RETARDANT,1Cx2.5 SQmm,0.6/1kV Cu/H-PVC(HKIV),CLASS 5,GREEN/YELLOW,COSMOLINK/VIETNAM | M30 | m | 1934 | M30,, | 41564250097 | WIRE,0.6/1kV Cu/FR-HPVC,HKIV(Heat Resistant PVC),1Cx2.5 SQmm,GREEN/YELLOW,CLASS 5,COSMOLINK VINA/VIETNAM | m
1521 | VB2 | A85000444 | CABLE,KIV CABLE,1Cx25 SQmm,0.6/1KV,GREEN&YELLOW,SH CABLE/VIETNAM | M30 | m | 215 | M30,, | 41510005036 | CABLE,0.6/1kV Cu/FR-HPVC,HKIV(Heat Resistant PVC),1Cx25 SQmm,GREEN/YELLOW,CLASS 5,COSMOLINK VINA/VIETNAM | m
1522 | VB2 | A85000457 | CABLE,0.6/1kV CU/FR-PVC (FR-GV),1Cx50 SQmm,GREEN&YELLOW,SH VINA CABLE | M30 | m | 87 | M30,, | 41510005007 | CABLE,0.6/1kV Cu/FR-PVC(FR-GV),1Cx50 SQmm,GREEN/YELLOW,CLASS 5,COSMOLINK VINA/VIETNAM | m
1523 | VB2 | A85000544 | CABLE,FLAME RETARDANT,1Cx95 SQmm,0.6/1kV Cu/H-PVC(HKIV),CLASS 5,BLACK,COSMOLINK/VIETNAM | M30 | m | 258 | M30,, | 41510005014 | CABLE,0.6/1kV Cu/FR-HPVC,HKIV(Heat Resistant PVC),1Cx95 SQmm,BLACK,CLASS 5,COSMOLINK VINA/VIETNAM | m
1524 | VB2 | A91200208 | STICKER,DANGER,HxW: 46.5mmx115mm,Words: English and Vietnamese,VPNA/VIETNAM | M10 | ea | 148 | M10,, | 79668200094 | STICKER,DANGER,HxW: 46.5mmx115mm,Words: English and Vietnamese,VPNA/VIET NAM | ea
1525 | VB2 | A11800039 | REACTOR,INVERTER INPUT REACTOR,HH-ACR-18.5,RATED VOLTAGE:380V,3P,60Hz,FOR MOTOR OUTPUT 18.5kW,Cu conductor,HYUPHWA/KOREA | E31 | ea | 4 | E31,, | 22910001639 | REACTOR,AC INVERTER INPUT,HH-ACR-18.5,RATED VOLTAGE:380V‚3P‚60Hz,MOTOR OUTPUT 18.5kW,Cu conductor,HYUPHWA/KOREA | ea
1526 | VB2 | A17104095 | CT,SL-145R,720V,2000/5A,40VA,5P10,60Hz,KYONGBO/KOREA. | E31 | ea | 6 | E31,, | 24060027072 | CT,SL-145R,720V,2000/5A,40VA,5P10,60Hz,KYONGBO/KOREA | ea
1527 | VB2 | A32600468 | T/B,YSFT020-03SF,3P,20A,FIXING TERMINAL BLOCK,BOLT:STAINLESS STEEL,W/PVC COVER,YONGSUNG/KOREA | M10 | ea | 1 | M10,, | 10062725133 | T/B,YSFT020-03SF 3P 20A,FIXING TERMINAL BLOCK(BOLT:STAINLESS STEEL) W/PVC COVER,YONGSUNG/KOREA | ea
1528 | VB2 | A37800334 | COLOR CAP,PVC LOOK CAP,THERMO CAP,DICOLC 10SQ,GRAY COLOR,DAE-IL COATING Co/KOREA. | M10 | ea | 303 | M10,, | 05660001181 | COLOR CAP,PVC LOCK CAP‚THERMO CAP,DICOLC 10 SQmm,GRAY,DAE-IL COATING Co/KOREA | ea
1529 | VB2 | A38100039 | FAN,COOLING FAN,TYPE:AC-097-060,AUX.POWER:208~240V,Air Volume: 8/9.5CMM,50~60Hz,POWER INPUT:80~90W,1350/1650RPM,KYUNG JIN/KOREA. | M10 | ea | 1 | M10,, | 01870000378 | FAN,AC-097-060,AUX.POWER:208-240V 50-60Hz,POWER INPUT:80-90W 1350/1650RPM,COOLING FAN,Air Volume:8/9.5CMM,KYUNG JIN/KOREA | ea
1530 | VB2 | A62100021 | CLIP,1/2'RY 3P 630A,SOLUTION MCC,MC0109 | M10 | ea | 13 | M10,, | 51213715034 | CLIP,CLIP,SOLUTION MCC,1/2'RY 3P 630A MC0109 | ea
1531 | VB2 | A61400166 | BOSS,ROLLER,UNIT ROLLER ASSY,SUSOL MCC,GM0169, K CODE 59614111015, HYUNDAI HANDLE IND, KOREA | M10 | ea | 81 | M10,, | NA | #N/A | #N/A
1532 | VB2 | A85100477 | WIRE,SHIELD CABLE,TFR CVV-SB,2CX1.5SQmm,450/750V,Kwangil Cable/Korea | M30 | m | 1808 | M30,, | 41564250127 | WIRE,450/750V SHIELD CABLE TFR CVV-SB,FLAME RETARDANT,2Cx1.5 SQmm,BLACK,KWANGIL CABLE/KOREA | m
1533 | VB2 | A32610021 | T/B ASS'Y,NUMBER PLATE,YSAN-1,L=1000mm,YONGSUNG/KOREA | E31 | ea | 70 | E31,, | 11020000007 | T/B ASS'Y,NUMBER PLATE,YSAN-1 (FOR TB ASSEMBLY TERMINAL BLOCK YSAT 15A-35A/L=1m WHITE COLOR),YONGSUNG/KOREA | ea
1534 | VB2 | A17800094 | ZCT,ZL26,SQUARE30X260,CURR.RATIO:200mA/100mV,50Hz,KYONGBO/KOREA. | E31 | ea | 4 | E31,, | 24460001019 | ZCT,ZL26,CURR.RATIO:200mA/100mV,RATED CURR:400A,50Hz,SQUARE30X260,KYONGBO/KOREA | ea
1535 | VB2 | A17700360 | TR(POWER),SST-1L50,50VA,PRI:380V,SEC:220V,50Hz,1P,DRY, INSULATION LEVEL B,SAM SUNG/KOREA | M10 | ea | 15 | M10,, | 24410004526 | TR(POWER),SST-1L50,1P,PRI:380V/SEC:220V,50Hz,50VA,INSULATION LEVEL B,DRY,SAM SUNG/KOREA | ea
1536 | VB2 | A17700535 | TR(POWER),SST-1L3K,3kVA,PRI:400V,SEC:110V,50Hz,1P,DRY, INSULATION LEVEL B,Cu CONDUCTOR,SAM SUNG/KOREA | E31 | ea | 1 | E31,, | 24410004527 | TR(POWER),SST-1L3K,1P,PRI:400V/SEC:110V,50Hz,3kVA,INSULATION LEVEL B,DRY,Cu CONDUCTOR,SAM SUNG/KOREA | ea
1537 | VB2 | A17700841 | TR(POWER),SST-1L200,200VA,PRI:480V,SEC:230V,60Hz,1P,DRY, INSULATION LEVEL B,Cu CONDUCTOR,SAM SUNG/KOREA | E31 | ea | 4 | E31,, | 24410004530 | TR(POWER),SST-1L200,1P,PRI:480V/SEC:230V,60Hz,200VA,INSULATION LEVEL B,DRY,Cu CONDUCTOR,SAM SUNG/KOREA | ea
1538 | VB2 | A17600052 | T/D,DC SIGNAL ISOLATOR,DT-ISO4AA-S,INPUT:DC:0~10V,OUTPUT:DC4~20mA,AUX.POWER:AC110/220V,DAEJOO/KOREA. | E31 | ea | 10 | E31,, | 24360001711 | T/D,DC SIGNAL ISOLATOR,DT-ISO4AA-S,INPUT:DC0-10V,OUTPUT:DC4-20mA,AUX.POWER:AC110/220V,DAEJOO/KOREA | ea
1539 | VB2 | A17600072 | T/D,AC CURRENT T/D,DT-3AB1AB,INPUT:1A(0~1A),50Hz,3P4W,OUTPUT:DC4~20mA,AUX.POWER:AC115/230V,AVERAGE SENSING,DAEJOO/KOREA. | M10 | ea | 3 | M10,, | 24360001713 | T/D,AC CURRENT T/D,DT-3AB1AB,INPUT:1A(0-1A) 3P4W,50Hz,OUTPUT:DC4-20mA,AUX.POWER:AC115/230V,AVERAGE SENSING,DAEJOO/KOREA | ea
1540 | VB2 | A17600074 | TRANSDUCER,AC CURRENT T/D,DT-1AB1AA,INPUT:1A(0~1A),50/60Hz,1P,OUTPUT:DC4~20mA,AUX.POWER:AC110/220V,DAEJOO/KOREA | E31 | ea | 10 | E31,, | 24360001714 | T/D,AC CURRENT T/D,DT-1AB1AA,INPUT:1A(0-1A) 1P,50/60Hz,OUTPUT:DC4-20mA,AUX.POWER:AC110/220V,DAEJOO/KOREA | ea
1541 | VB2 | A17400691 | PT,LL22,380/110V,50VA,1.0CL,60Hz,1.2Vn/CONT,KYONGBO/KOREA. | E31 | ea | 26 | E31,, | 24210002834 | PT,LL22,380/110V,50VA,1.0CL,60Hz,1.2Vn/CONT,KYONGBO/KOREA | ea
1542 | VB2 | A17700726 | TR(POWER),RC-75,75VA,PRI:230V,SEC:230V,50Hz,1P,DRY, INSULATION LEVEL B,Cu CONDUCTOR,OBOK/KOREA | E31 | ea | 6 | E31,, | 24410004529 | TR(POWER),RC-75,1P,PRI:230V/SEC:230V,50Hz,75VA,INSULATION LEVEL B,DRY,Cu CONDUCTOR,OBOK/KOREA | ea
1543 | VB2 | A17700726 | TR(POWER),RC-75,75VA,PRI:230V,SEC:230V,50Hz,1P,DRY, INSULATION LEVEL B,Cu CONDUCTOR,OBOK/KOREA | M10 | ea | 3 | M10,, | 24410004529 | TR(POWER),RC-75,1P,PRI:230V/SEC:230V,50Hz,75VA,INSULATION LEVEL B,DRY,Cu CONDUCTOR,OBOK/KOREA | ea
1544 | VB2 | A17700692 | TR(POWER),SST-1L50,50VA,PRI:480V,SEC:230V,60Hz,1P,DRY, INSULATION LEVEL B,Cu CONDUCTOR,SAM SUNG/KOREA | M10 | ea | 2 | M10,, | 24410004528 | TR(POWER),SST-1L50,1P,PRI:480V/SEC:230V,60Hz,50VA,INSULATION LEVEL B,DRY,Cu CONDUCTOR,SAM SUNG/KOREA | ea
1545 | VB2 | A17700056 | TR(POWER),SST-1L50,50VA,PRI:0-380-440V,SEC:0-110-220V,50Hz,1P,DRY,SAM SUNG/KOREA. | M10 | ea | 1 | M10,, | 24410004524 | TR(POWER),SST-1L50,1P,PRI:0-380-440V/SEC:0-110-220V,50Hz,50VA,DRY,SAM SUNG/KOREA | ea
1546 | VB2 | A17600041 | T/D,AC CURRENT T/D,DT-1AA1AA,INPUT:5A(0~5A),50/60Hz,1P,OUTPUT:DC4~20mA,AUX.POWER:AC110/220V,AVERAGE SENSING,DAEJOO/KOREA. | M10 | ea | 8 | M10,, | 24360001709 | T/D,AC CURRENT T/D,DT-1AA1AA,INPUT:5A(0-5A) 1P,50/60Hz,OUTPUT:DC4-20mA,AUX.POWER:AC110/220V,AVERAGE SENSING,DAEJOO/KOREA | ea
1547 | VB2 | A17600051 | T/D,DC SIGNAL ISOLATOR,DT-ISOAAA-S,INPUT:DC4~20mA,OUTPUT:DC4~20mA,AUX.POWER:AC110/220V,DAEJOO/KOREA. | E31 | ea | 9 | E31,, | 24360001710 | T/D,DC SIGNAL ISOLATOR,DT-ISOAAA-S,INPUT:DC4-20mA,OUTPUT:DC4-20mA,AUX.POWER:AC110/220V,DAEJOO/KOREA | ea
1548 | VB2 | A17400681 | PT,NL-25,NL-25,230/R3/110/R3V,100VA,1.0CL,60Hz,1.2Vn/CONT, 1.9Vn/30s,KYONGBO/KOREA. | E31 | ea | 6 | E31,, | 24210002831 | PT,NL-25,230/R3/110/R3V,100VA,1.0CL,60Hz,1.2Vn/CONT 1.9Vn/30s,KYONGBO/KOREA | ea
1549 | VB2 | A18700097 | ELR,GD10-L07R,10 CIR.SET TYPE,ZCT INPUT:200mA/100mV,AUX.POWER:AC/DC 110-220V,60Hz,AUX.CONTACT:10a,W/BUZZER&DIGITAL DISPLAY,FLUSH MOUNTING,KYONGBO/KOREA | E31 | ea | 1 | E31,, | #N/A | #N/A | #N/A
1550 | VB2 | A17400298 | PT,WYEVT-50F,380/R3/190/R3V,50VA,1.0CL,50Hz,1.2Vn/CONT, 1.9Vn/30s,WOONYOUNG/KOREA. | E31 | ea | 7 | E31,, | 24210002827 | PT,WYEVT-50F,380/R3/190/R3V,50VA,1.0CL,50Hz,1.2Vn/CONT 1.9Vn/30s,WOONYOUNG/KOREA | ea
1551 | VB2 | A17400298 | PT,WYEVT-50F,380/R3/190/R3V,50VA,1.0CL,50Hz,1.2Vn/CONT, 1.9Vn/30s,WOONYOUNG/KOREA. | M10 | ea | 2 | M10,, | 24210002827 | PT,WYEVT-50F,380/R3/190/R3V,50VA,1.0CL,50Hz,1.2Vn/CONT 1.9Vn/30s,WOONYOUNG/KOREA | ea
1552 | VB2 | A17400576 | PT,WYEVT-100F,480/R3/110/R3V,100VA,1.0CL,60Hz,1.2Vn/CONT, 1.9Vn/30s,WOONYOUNG/KOREA | E31 | ea | 1 | E31,, | #N/A | #N/A | #N/A
1553 | VB2 | A18700082 | ELR,WYED-M12N,MICOM ALARM TYPE,12 CIR.SET TYPE,ZCT INPUT:200mA/100mV,RANGE:0.1~1.0A,AUX.POWER:AC/DC 110-220V,50/60Hz,AUX.CONTACT:1a,W/BUZZER&LED INDICATOR,FLUSH MOUNTING,WOONYOUNG/KOREA. | E31 | ea | 3 | E31,, | 14510000234 | ELR,WYED-M12N (MICOM ALARM TYPE),RANGE:0.1-1.0A,AUX.POWER:AC/DC 110-220V,50/60Hz,12 CIR.SET TYPE‚ZCT INPUT:200mA/100mV,AUX.CONTACT:1a W/BUZZER&LED INDICATOR FLUSH MOUNTING,WOONYOUNG/KOREA | ea
1554 | VB2 | A17800248 | ZCT,ZS 40,400Ø,CURR.RATIO:200mA/1.5mA,50Hz,KYONGBO/KOREA. | M10 | ea | 4 | M10,, | 24460001024 | ZCT,ZS 40,CURR.RATIO:200mA/1.5mA,RATED CURR:600A,50Hz,400PI,KYONGBO/KOREA | ea
1555 | VB2 | A40600421 | TIMER,MUL.FUNC,AT8N,SUPPLY VOL:AC100-240V/DC24-240V,50/60Hz,TIME RANGE:0.05S~100H,AUTONICS/KOREA | M10 | ea | 1 | M10,, | NA | #N/A | #N/A
1556 | VB2 | A60100022 | BARRIER,BARRIER,FINGER PROOF DUMMY,SUSOL MCC,W44293061, K CODE 67214192938, DAECHANG ELEC, KOREA | M10 | sht | 7 | M10,, | NA | #N/A | #N/A
1557 | VB2 | A60100024 | BARRIER,BARRIER,DRAW HOLE ASSY,SUSOL MCC,GM0808, K CODE 67214192951, 지에스테크, KOREA | E31 | sht | 73 | E31,, | NA | #N/A | #N/A
1558 | VB2 | A60100025 | BARRIER,BARRIER,LAMP BOARD/대,SUSOL MCC,GM0803, K CODE 67214192952, 지에스테크, KOREA | E31 | sht | 162 | E31,, | NA | #N/A | #N/A
1559 | VB2 | A60100027 | BARRIER,BARRIER,LAMP BOARD ANCHOR,SUSOL MCC,GM0804, K CODE 67214192955, 지에스테크, KOREA | E31 | sht | 223 | E31,, | NA | #N/A | #N/A
1560 | VB2 | A40900084 | VD,3xIndoor capacitive post Insulator,24kV,1000N/20N1000K,with voltage indicator EVI-3L-2C-47-ENG,47nF,With Contact 1NC,1NO,LCD type,Supply:24-230Vac/dc,without coaxcial connection cable,ELEKTROLOJIK/TUR. | M10 | set | 18 | M10,, | 07610000473 | VD,3xIndoor capacitive post Insulator,24kV,1000N/20N1000K,With voltage indicator EVI-3L-2C-47-ENG 47nF,With Contact 1NC 1NO‚LCD type‚Supply:AC/DC 24-230V,without coaxcial connection cable,ELEKTROLOJIK/TUR | set
1561 | VB2 | A40900085 | VD,DVD-6N,7.2KV,3DVD+1 INDICATOR(DVD 6-30N),DONGWOO/KOREA. | E31 | set | 4 | E31,, | #N/A | #N/A | #N/A
1562 | VB2 | A40900116 | VD,YEL-66,Cable type,6.6kV,Power Indicator,Youngil Hitech/Korea. | E31 | ea | 3 | E31,, | 07610000481 | VD,YEL-66,6.6kV,Power Indicator,Cable type,Youngil Hitech/Korea | ea
1563 | VB2 | A37800373 | COLOR CAP,EYECAP-SIT(C) 70B,PVC LOOK CAP,THERMO CAP,DICOLC 70SQ,BLUE COLOR,EYECAP/KOREA | M10 | ea | 127 | M10,, | 05660001219 | COLOR CAP,PVC LOOK CAP‚THERMO CAP,DICOLC 70 SQmm,BLUE,EYECAP-SIT(C) 70B,EYECAP/KOREA | ea
1564 | VB2 | A37800374 | COLOR CAP,EYECAP-SIT(C) 95B,PVC LOOK CAP,THERMO CAP,DICOLC 95SQ,BLUE COLOR,EYECAP/KOREA | M10 | ea | 181 | M10,, | 05660001220 | COLOR CAP,PVC LOOK CAP‚THERMO CAP,DICOLC 95 SQmm,BLUE,EYECAP-SIT(C) 95B,EYECAP/KOREA | ea
1565 | VB2 | A37800376 | COLOR CAP,EYECAP-SIT(A) 6BR,PVC LOOK CAP,THERMO CAP,DICOLC 6SQ,BROW COLOR,EYECAP/KOREA | M10 | ea | 150 | M10,, | 05660001221 | COLOR CAP,PVC LOOK CAP‚THERMO CAP,DICOLC 6 SQmm,BROWN,EYECAP-SIT(A) 6BR,EYECAP/KOREA | ea
1566 | VB2 | A37800377 | COLOR CAP,EYECAP-SIT(A) 10BR,PVC LOOK CAP,THERMO CAP,DICOLC 10SQ,BROW COLOR,EYECAP/KOREA | E31 | ea | 72 | E31,, | 05660001222 | COLOR CAP,PVC LOOK CAP‚THERMO CAP,DICOLC 10 SQmm,BROWN,EYECAP-SIT(A) 10BR,EYECAP/KOREA | ea
1567 | VB2 | A37800377 | COLOR CAP,EYECAP-SIT(A) 10BR,PVC LOOK CAP,THERMO CAP,DICOLC 10SQ,BROW COLOR,EYECAP/KOREA | M10 | ea | 128 | M10,, | 05660001222 | COLOR CAP,PVC LOOK CAP‚THERMO CAP,DICOLC 10 SQmm,BROWN,EYECAP-SIT(A) 10BR,EYECAP/KOREA | ea
1568 | VB2 | A37800378 | COLOR CAP,EYECAP-SIT(A) 16BR,PVC LOOK CAP,THERMO CAP,DICOLC 16SQ,BROW COLOR,EYECAP/KOREA | M10 | ea | 100 | M10,, | 05660001223 | COLOR CAP,PVC LOOK CAP‚THERMO CAP,DICOLC 16 SQmm,BROWN,EYECAP-SIT(A) 16BR,EYECAP/KOREA | ea
1569 | VB2 | A37800379 | COLOR CAP,EYECAP-SIT(C) 25BR,PVC LOOK CAP,THERMO CAP,DICOLC 25SQ,BROW COLOR,EYECAP/KOREA | E31 | ea | 6 | E31,, | 05660001224 | COLOR CAP,PVC LOOK CAP‚THERMO CAP,DICOLC 25 SQmm,BROWN,EYECAP-SIT(C) 25BR,EYECAP/KOREA | ea
1570 | VB2 | A37800379 | COLOR CAP,EYECAP-SIT(C) 25BR,PVC LOOK CAP,THERMO CAP,DICOLC 25SQ,BROW COLOR,EYECAP/KOREA | M10 | ea | 94 | M10,, | 05660001224 | COLOR CAP,PVC LOOK CAP‚THERMO CAP,DICOLC 25 SQmm,BROWN,EYECAP-SIT(C) 25BR,EYECAP/KOREA | ea
1571 | VB2 | A37800380 | COLOR CAP,EYECAP-SIT(C) 35BR,PVC LOOK CAP,THERMO CAP,DICOLC 35SQ,BROW COLOR,EYECAP/KOREA | M10 | ea | 65 | M10,, | 05660001225 | COLOR CAP,PVC LOOK CAP‚THERMO CAP,DICOLC 35 SQmm,BROWN,EYECAP-SIT(C) 35BR,EYECAP/KOREA | ea
1572 | VB2 | A37800381 | COLOR CAP,EYECAP-SIT(C) 50BR,PVC LOOK CAP,THERMO CAP,DICOLC 50SQ,BROW COLOR,EYECAP/KOREA | M10 | ea | 142 | M10,, | 05660001226 | COLOR CAP,PVC LOOK CAP‚THERMO CAP,DICOLC 50 SQmm,BROWN,EYECAP-SIT(C) 50BR,EYECAP/KOREA | ea
1573 | VB2 | A37800382 | COLOR CAP,EYECAP-SIT(C) 70BR,PVC LOOK CAP,THERMO CAP,DICOLC 70SQ,BROW COLOR,EYECAP/KOREA | M10 | ea | 38 | M10,, | 05660001227 | COLOR CAP,PVC LOOK CAP‚THERMO CAP,DICOLC 70 SQmm,BROWN,EYECAP-SIT(C) 70BR,EYECAP/KOREA | ea
1574 | VB2 | A37800391 | COLOR CAP,EYECAP-SIT(A) 6G,PVC LOOK CAP,THERMO CAP,DICOLC 6SQ,GREEN COLOR,EYECAP/KOREA | M10 | ea | 100 | M10,, | 05660001236 | COLOR CAP,PVC LOOK CAP‚THERMO CAP,DICOLC 6 SQmm,GREEN,EYECAP-SIT(A) 6G,EYECAP/KOREA | ea
1575 | VB2 | A37800392 | COLOR CAP,EYECAP-SIT(A) 10G,PVC LOOK CAP,THERMO CAP,DICOLC 10SQ,GREEN COLOR,EYECAP/KOREA | M10 | ea | 96 | M10,, | 05660001237 | COLOR CAP,PVC LOOK CAP‚THERMO CAP,DICOLC 10 SQmm,GREEN,EYECAP-SIT(A) 10G,EYECAP/KOREA | ea
1576 | VB2 | A37800393 | COLOR CAP,EYECAP-SIT(A) 16G,PVC LOOK CAP,THERMO CAP,DICOLC 16SQ,GREEN COLOR,EYECAP/KOREA | M10 | ea | 120 | M10,, | 05660001238 | COLOR CAP,PVC LOOK CAP‚THERMO CAP,DICOLC 16 SQmm,GREEN,EYECAP-SIT(A) 16G,EYECAP/KOREA | ea
1577 | VB2 | A37800394 | COLOR CAP,EYECAP-SIT(C) 25G,PVC LOOK CAP,THERMO CAP,DICOLC 25SQ,GREEN COLOR,EYECAP/KOREA | M10 | ea | 156 | M10,, | 05660001239 | COLOR CAP,PVC LOOK CAP‚THERMO CAP,DICOLC 25 SQmm,GREEN,EYECAP-SIT(C) 25G,EYECAP/KOREA | ea
1578 | VB2 | A37800395 | COLOR CAP,EYECAP-SIT(C) 35R,PVC LOOK CAP,THERMO CAP,DICOLC 35SQ,RED COLOR,EYECAP/KOREA | M10 | ea | 200 | M10,, | 05660001240 | COLOR CAP,PVC LOOK CAP‚THERMO CAP,DICOLC 35 SQmm,RED,EYECAP-SIT(C) 35R,EYECAP/KOREA | ea
1579 | VB2 | A37800396 | COLOR CAP,EYECAP-SIT(C) 50R,PVC LOOK CAP,THERMO CAP,DICOLC 50SQ,RED COLOR,EYECAP/KOREA | M10 | ea | 174 | M10,, | 05660001241 | COLOR CAP,PVC LOOK CAP‚THERMO CAP,DICOLC 50 SQmm,RED,EYECAP-SIT(C) 50R,EYECAP/KOREA | ea
1580 | VB2 | A37800397 | COLOR CAP,EYECAP-SIT(C) 70R,PVC LOOK CAP,THERMO CAP,DICOLC 70SQ,RED COLOR,EYECAP/KOREA | M10 | ea | 180 | M10,, | 05660001242 | COLOR CAP,PVC LOOK CAP‚THERMO CAP,DICOLC 70 SQmm,RED,EYECAP-SIT(C) 70R,EYECAP/KOREA | ea
1581 | VB2 | A38000029 | DS PART,HOOK STICK,L=3000m (2 DAN SLIDE TYPE),SAMIL-KIUPSA/KOREA. | M10 | ea | 1 | M10,, | 05810000179 | DS PART,HOOK STICK,L=3000m (2 DAN SLIDE TYPE),SAMIL-KIUPSA/KOREA | ea
1582 | VB2 | A38000033 | DS PART,Motor Operating Device,R505,DC110V,RIGHT SIDE,SHINWOO ELECTRIC/KOREA. | E31 | ea | 1 | E31,, | 05810000180 | DS PART,MOTOR OPERATING DEVICE,R505,DC110V,RIGHT SIDE,SHINWOO ELECTRIC/KOREA | ea
1583 | VB2 | A38100001 | FAN,DP 200A,220-240AC,50/60Hz,SUNON/TAIWAN. | M10 | ea | 2 | M10,, | 01870000371 | FAN,DP 200A,AC220-240V 50/60Hz,SUNON/TAIWAN | ea
1584 | VB2 | A38100030 | FAN,DVN-081,230VAC,50Hz,DONGKUN/KOREA. | M10 | ea | 7 | M10,, | 01870000375 | FAN,DVN-081,AC230V 50Hz,DONGKUN/KOREA | ea
1585 | VB2 | A38100031 | FAN,SLEEVE TYPE,TYPE:MV-121,220VAC,1P,60Hz,37W,ENGLISH,TROPIC/HUMIDITY,MANSEUNG/KOREA. | M10 | ea | 72 | M10,, | 01870000376 | FAN,MV-121,AC220V 1P 60Hz,37W,SLEEVE TYPE,ENGLISH‚TROPIC/HUMIDITY,MANSEUNG/KOREA | ea
1586 | VB2 | A38100032 | FAN,DVN-081,230VAC,60Hz,DONGKUN/KOREA. | E31 | ea | 24 | E31,, | 01870000377 | FAN,DVN-081,AC230V 60Hz,DONGKUN/KOREA | ea
1587 | VB2 | A38100032 | FAN,DVN-081,230VAC,60Hz,DONGKUN/KOREA. | M10 | ea | 8 | M10,, | 01870000377 | FAN,DVN-081,AC230V 60Hz,DONGKUN/KOREA | ea
1588 | VB2 | A38300049 | FUSE PART,FUSE HOLDER,SD3-D,690V,630A,EATON BUSSMANN/CHINA. | M10 | ea | 27 | M10,, | 06060000347 | FUSE PART,FUSE HOLDER,SD3-D,690V,630A,EATON BUSSMANN/CHINA | ea
1589 | VB2 | A38700006 | HYGRO STAT,RHC-90-HS2C,RANGE SELECTION:30~90%RH,AC/DC110~240V,50/60Hz,SENSOR LENGTH: 2M,RUN ELECTRIC/KOREA. | E31 | ea | 6 | E31,, | 06260000023 | HYGRO STAT,RHC-90-HS2C,RANGE SELECTION:30-90%RH,AC/DC110-240V,50/60Hz,SENSOR LENGTH: 2M,RUN ELECTRIC/KOREA | ea
1590 | VB2 | A38700006 | HYGRO STAT,RHC-90-HS2C,RANGE SELECTION:30~90%RH,AC/DC110~240V,50/60Hz,SENSOR LENGTH: 2M,RUN ELECTRIC/KOREA. | M10 | ea | 11 | M10,, | 06260000023 | HYGRO STAT,RHC-90-HS2C,RANGE SELECTION:30-90%RH,AC/DC110-240V,50/60Hz,SENSOR LENGTH: 2M,RUN ELECTRIC/KOREA | ea
1591 | VB2 | A38900003 | INSULATION CAP,SBC-M10,RED BROWN,SEOULDIPPING | E31 | ea | 730 | E31,, | 06360000108 | INSULATION CAP,SBC- M10,RED BROWN,SEOULDIPPING | ea
1592 | VB2 | A39300038 | MCCB PART,HANDLE(ACCE),EH1-L,TD160,LSIS/KOREA | M10 | ea | 75 | M10,, | 83111171807 | HANDLE(ACCE),EH1-L,TD160 | ea
1593 | VB2 | A39300041 | MCCB PART,Extended rotary handle EH2-L,FOR TS100~250,L-TYPE,LSIS/KOREA | M10 | ea | 6 | M10,, | 83111172807 | HANDLE(ACCE),EH2-L,TS250 | ea
1594 | VB2 | A39300043 | MCCB PART,Extended rotary handle EH3-S,FOR TS400~630,S-TYPE,LSIS/KOREA | E31 | ea | 3 | E31,, | 83111173806 | HANDLE(ACCE),EH3-S,TS630 | ea
1595 | VB2 | A85100569 | WIRE,SHIELD CABLE,TFR CVV-SB,2Cx2.5 SQmm,450/750V,Kwangil Cable/Korea | E31 | m | 50 | E31,, | 41564250128 | WIRE,450/750V SHIELD CABLE TFR CVV-SB,FLAME RETARDANT,2Cx2.5 SQmm,BLACK,KWANGIL CABLE/KOREA | m
1596 | VB2 | A85100569 | WIRE,SHIELD CABLE,TFR CVV-SB,2Cx2.5 SQmm,450/750V,Kwangil Cable/Korea | M30 | m | 294 | M30,, | 41564250128 | WIRE,450/750V SHIELD CABLE TFR CVV-SB,FLAME RETARDANT,2Cx2.5 SQmm,BLACK,KWANGIL CABLE/KOREA | m
1597 | VB2 | A85100475 | WIRE,SHIELD CABLE,TFR CVV-SB,2CX1.0SQmm,450/750V,Kwangil Cable/Korea | E31 | m | 2430 | E31,, | 41564250126 | WIRE,450/750V SHIELD CABLE TFR CVV-SB,FLAME RETARDANT,2Cx1.0 SQmm,BLACK,KWANGIL CABLE/KOREA | m
1598 | VB2 | A85100475 | WIRE,SHIELD CABLE,TFR CVV-SB,2CX1.0SQmm,450/750V,Kwangil Cable/Korea | M10 | m | 100 | M10,, | 41564250126 | WIRE,450/750V SHIELD CABLE TFR CVV-SB,FLAME RETARDANT,2Cx1.0 SQmm,BLACK,KWANGIL CABLE/KOREA | m
1599 | VB2 | A85100475 | WIRE,SHIELD CABLE,TFR CVV-SB,2CX1.0SQmm,450/750V,Kwangil Cable/Korea | M30 | m | 898 | M30,, | 41564250126 | WIRE,450/750V SHIELD CABLE TFR CVV-SB,FLAME RETARDANT,2Cx1.0 SQmm,BLACK,KWANGIL CABLE/KOREA | m
1600 | VB2 | A85100624 | WIRE,CABLE,0.6/1kV HF-XHHW/SIS,HALOGEN FREE FLAME RETARDANT IEC60228,1Cx6.0 SQmm,XLPE Insulation, CLASS 5,GREEN/YELLOW,DAEWON CABLE/KOREA | M10 | m | 300 | M10,, | 41564250042 | WIRE,0.6/1kV HF-XHHW/SIS,HALOGEN-FREE FLAME RETARDANT,1Cx6.0 SQmm,GREEN/YELLOW,CLASS 5,DAEWON CABLE/KOREA | m
1601 | VB2 | A85100625 | WIRE,CABLE,0.6/1kV HF-XHHW/SIS,FLAME RETARDANT,1Cx4.0 SQmm,XLPE Insulation, CLASS 5,YELLOW,DAEWON CABLE/KOREA | M10 | m | 91 | M10,, | 41564250040 | WIRE,0.6/1kV HF-XHHW/SIS,HALOGEN-FREE FLAME RETARDANT,1Cx4.0 SQmm,YELLOW,CLASS 5,DAEWON CABLE/KOREA | m
1602 | VB2 | A85100634 | WIRE,CABLE,0.6/1kV XHHW/SIS,HALOGEN-FREE FLAME RETARDANT,1Cx6.0 SQmm,FR-XLPE Insulation,CLASS 5,GREEN/YELLOW,GAON/Korea | E31 | m | 8800 | E31,, | 41564250082 | WIRE,0.6/1kV HF-XHHW/SIS,HALOGEN-FREE FLAME RETARDANT,1Cx6.0 SQmm,GREEN/YELLOW,CLASS 5,GAON CABLE/KOREA | m
1603 | VB2 | A85100634 | WIRE,CABLE,0.6/1kV XHHW/SIS,HALOGEN-FREE FLAME RETARDANT,1Cx6.0 SQmm,FR-XLPE Insulation,CLASS 5,GREEN/YELLOW,GAON/Korea | M10 | m | 4200 | M10,, | 41564250082 | WIRE,0.6/1kV HF-XHHW/SIS,HALOGEN-FREE FLAME RETARDANT,1Cx6.0 SQmm,GREEN/YELLOW,CLASS 5,GAON CABLE/KOREA | m
1604 | VB2 | A85100636 | WIRE,CABLE,0.6/1kV XHHW/SIS,HALOGEN-FREE FLAME RETARDANT,1Cx2.5 SQmm,FR-XLPE Insulation,CLASS 5,BLACK,GAON/Korea | E31 | m | 1930 | E31,, | 41564250071 | WIRE,0.6/1kV HF-XHHW/SIS,HALOGEN-FREE FLAME RETARDANT,1Cx2.5 SQmm,BLACK,CLASS 5,GAON CABLE/KOREA | m
1605 | VB2 | A85100637 | WIRE,CABLE,0.6/1kV XHHW/SIS,HALOGEN-FREE FLAME RETARDANT,1Cx4.0 SQmm,FR-XLPE Insulation,CLASS 5,BLUE,GAON/Korea | E31 | m | 2765 | E31,, | 41564250078 | WIRE,0.6/1kV HF-XHHW/SIS,HALOGEN-FREE FLAME RETARDANT,1Cx4.0 SQmm,BLUE,CLASS 5,GAON CABLE/KOREA | m
1606 | VB2 | A85100637 | WIRE,CABLE,0.6/1kV XHHW/SIS,HALOGEN-FREE FLAME RETARDANT,1Cx4.0 SQmm,FR-XLPE Insulation,CLASS 5,BLUE,GAON/Korea | M10 | m | 3000 | M10,, | 41564250078 | WIRE,0.6/1kV HF-XHHW/SIS,HALOGEN-FREE FLAME RETARDANT,1Cx4.0 SQmm,BLUE,CLASS 5,GAON CABLE/KOREA | m
1607 | VB2 | A85100638 | WIRE,CABLE,0.6/1kV XHHW/SIS,HALOGEN-FREE FLAME RETARDANT,1Cx4.0 SQmm,FR-XLPE Insulation,CLASS 5,YELLOW,GAON/Korea | E31 | m | 3200 | E31,, | 41564250080 | WIRE,0.6/1kV HF-XHHW/SIS,HALOGEN-FREE FLAME RETARDANT,1Cx4.0 SQmm,YELLOW,CLASS 5,GAON CABLE/KOREA | m
1608 | VB2 | A85100638 | WIRE,CABLE,0.6/1kV XHHW/SIS,HALOGEN-FREE FLAME RETARDANT,1Cx4.0 SQmm,FR-XLPE Insulation,CLASS 5,YELLOW,GAON/Korea | M10 | m | 3000 | M10,, | 41564250080 | WIRE,0.6/1kV HF-XHHW/SIS,HALOGEN-FREE FLAME RETARDANT,1Cx4.0 SQmm,YELLOW,CLASS 5,GAON CABLE/KOREA | m
1609 | VB2 | A85100548 | WIRE,FLAME RETARDANT,1Cx2.5 SQmm,0.6/1kV Cu/H-PVC(HKIV),CLASS 5,YELLOW,COSMOLINK/VIETNAM | M10 | m | 20 | M10,, | 41564250096 | WIRE,0.6/1kV Cu/FR-HPVC,HKIV(Heat Resistant PVC),1Cx2.5 SQmm,YELLOW,CLASS 5,COSMOLINK VINA/VIETNAM | m
1610 | VB2 | A85100548 | WIRE,FLAME RETARDANT,1Cx2.5 SQmm,0.6/1kV Cu/H-PVC(HKIV),CLASS 5,YELLOW,COSMOLINK/VIETNAM | M30 | m | 1885 | M30,, | 41564250096 | WIRE,0.6/1kV Cu/FR-HPVC,HKIV(Heat Resistant PVC),1Cx2.5 SQmm,YELLOW,CLASS 5,COSMOLINK VINA/VIETNAM | m
1611 | VB2 | A85100320 | WIRE,CABLE,0.6/1kV XHHW/SIS,FLAME RETARDANT,1Cx4.0 SQmm,XLPE Insulation, CLASS 5,BLACK,DEAWON CABLE/KOREA | M30 | m | 6996.2 | M30,, | 41564250035 | WIRE,0.6/1kV HF-XHHW/SIS,HALOGEN-FREE FLAME RETARDANT,1Cx4.0 SQmm,BLACK,CLASS 5,DAEWON CABLE/KOREA | m
1612 | VB2 | A85100321 | WIRE,CABLE,0.6/1kV XHHW/SIS,FLAME RETARDANT,1Cx4.0 SQmm,XLPE Insulation, CLASS 5,RED,DEAWON CABLE/KOREA | E31 | m | 8785 | E31,, | 41564250038 | WIRE,0.6/1kV HF-XHHW/SIS,HALOGEN-FREE FLAME RETARDANT,1Cx4.0 SQmm,RED,CLASS 5,DAEWON CABLE/KOREA | m
1613 | VB2 | A85100321 | WIRE,CABLE,0.6/1kV XHHW/SIS,FLAME RETARDANT,1Cx4.0 SQmm,XLPE Insulation, CLASS 5,RED,DEAWON CABLE/KOREA | M30 | m | 3085 | M30,, | 41564250038 | WIRE,0.6/1kV HF-XHHW/SIS,HALOGEN-FREE FLAME RETARDANT,1Cx4.0 SQmm,RED,CLASS 5,DAEWON CABLE/KOREA | m
1614 | VB2 | A85100339 | WIRE,CABLE,0.6/1kV XHHW/SIS,FLAME RETARDANT,1Cx6.0 SQmm,XLPE Insulation, CLASS 5,GREEN/YELLOW,DEAWON CABLE/KOREA | E31 | m | 801 | E31,, | 41564250042 | WIRE,0.6/1kV HF-XHHW/SIS,HALOGEN-FREE FLAME RETARDANT,1Cx6.0 SQmm,GREEN/YELLOW,CLASS 5,DAEWON CABLE/KOREA | m
1615 | VB2 | A85100339 | WIRE,CABLE,0.6/1kV XHHW/SIS,FLAME RETARDANT,1Cx6.0 SQmm,XLPE Insulation, CLASS 5,GREEN/YELLOW,DEAWON CABLE/KOREA | M30 | m | 2680 | M30,, | 41564250042 | WIRE,0.6/1kV HF-XHHW/SIS,HALOGEN-FREE FLAME RETARDANT,1Cx6.0 SQmm,GREEN/YELLOW,CLASS 5,DAEWON CABLE/KOREA | m
1616 | VB2 | A85100340 | WIRE,CABLE,0.6/1kV XHHW/SIS,FLAME RETARDANT,1Cx2.5 SQmm,XLPE Insulation, CLASS 5,GRAY,DEAWON CABLE/KOREA | E31 | m | 4710 | E31,, | 41564250029 | WIRE,0.6/1kV HF-XHHW/SIS,HALOGEN-FREE FLAME RETARDANT,1Cx2.5 SQmm,GRAY,CLASS 5,DAEWON CABLE/KOREA | m
1617 | VB2 | A85100340 | WIRE,CABLE,0.6/1kV XHHW/SIS,FLAME RETARDANT,1Cx2.5 SQmm,XLPE Insulation, CLASS 5,GRAY,DEAWON CABLE/KOREA | M30 | m | 3752 | M30,, | 41564250029 | WIRE,0.6/1kV HF-XHHW/SIS,HALOGEN-FREE FLAME RETARDANT,1Cx2.5 SQmm,GRAY,CLASS 5,DAEWON CABLE/KOREA | m
1618 | VB2 | A85100341 | WIRE,CABLE,0.6/1kV XHHW/SIS,FLAME RETARDANT,1Cx2.5 SQmm,XLPE Insulation, CLASS 5,GREEN/YELLOW,DEAWON CABLE/KOREA | M30 | m | 869 | M30,, | 41564250031 | WIRE,0.6/1kV HF-XHHW/SIS,HALOGEN-FREE FLAME RETARDANT,1Cx2.5 SQmm,GREEN/YELLOW,CLASS 5,DAEWON CABLE/KOREA | m
1619 | VB2 | A85100570 | WIRE,CABLE,0.6/1kV XHHW/SIS,FLAME RETARDANT,1Cx1.5 SQmm,XLPE Insulation, CLASS 5,GRAY,DAEWON CABLE/KOREA | E31 | m | 8730 | E31,, | 41564250022 | WIRE,0.6/1kV HF-XHHW/SIS,HALOGEN-FREE FLAME RETARDANT,1Cx1.5 SQmm,GRAY,CLASS 5,DAEWON CABLE/KOREA | m
1620 | VB2 | A85100570 | WIRE,CABLE,0.6/1kV XHHW/SIS,FLAME RETARDANT,1Cx1.5 SQmm,XLPE Insulation, CLASS 5,GRAY,DAEWON CABLE/KOREA | M30 | m | 4920 | M30,, | 41564250022 | WIRE,0.6/1kV HF-XHHW/SIS,HALOGEN-FREE FLAME RETARDANT,1Cx1.5 SQmm,GRAY,CLASS 5,DAEWON CABLE/KOREA | m
1621 | VB2 | A85100571 | WIRE,CABLE,0.6/1kV XHHW/SIS,FLAME RETARDANT,1Cx1.5 SQmm,XLPE Insulation, CLASS 5,BLACK,DAEWON CABLE/KOREA | E31 | m | 300 | E31,, | 41564250130 | WIRE,0.6/1kV HF-XHHW/SIS,HALOGEN-FREE FLAME RETARDANT,1Cx1.5 SQmm,BLACK,CLASS 5,DAEWON CABLE/KOREA | m
1622 | VB2 | A85100571 | WIRE,CABLE,0.6/1kV XHHW/SIS,FLAME RETARDANT,1Cx1.5 SQmm,XLPE Insulation, CLASS 5,BLACK,DAEWON CABLE/KOREA | M30 | m | 191 | M30,, | 41564250130 | WIRE,0.6/1kV HF-XHHW/SIS,HALOGEN-FREE FLAME RETARDANT,1Cx1.5 SQmm,BLACK,CLASS 5,DAEWON CABLE/KOREA | m
1623 | VB2 | A85100572 | WIRE,CABLE,0.6/1kV XHHW/SIS,FLAME RETARDANT,1Cx4.0 SQmm,XLPE Insulation, CLASS 5,YELLOW,DAEWON CABLE/KOREA | E31 | m | 12074 | E31,, | 41564250040 | WIRE,0.6/1kV HF-XHHW/SIS,HALOGEN-FREE FLAME RETARDANT,1Cx4.0 SQmm,YELLOW,CLASS 5,DAEWON CABLE/KOREA | m
1624 | VB2 | A85100572 | WIRE,CABLE,0.6/1kV XHHW/SIS,FLAME RETARDANT,1Cx4.0 SQmm,XLPE Insulation, CLASS 5,YELLOW,DAEWON CABLE/KOREA | M30 | m | 1562 | M30,, | 41564250040 | WIRE,0.6/1kV HF-XHHW/SIS,HALOGEN-FREE FLAME RETARDANT,1Cx4.0 SQmm,YELLOW,CLASS 5,DAEWON CABLE/KOREA | m
1625 | VB2 | A85100573 | WIRE,CABLE,0.6/1kV XHHW/SIS,FLAME RETARDANT,1Cx2.5 SQmm,XLPE Insulation, CLASS 5,RED,DAEWON CABLE/KOREA | E31 | m | 345 | E31,, | 41564250032 | WIRE,0.6/1kV HF-XHHW/SIS,HALOGEN-FREE FLAME RETARDANT,1Cx2.5 SQmm,RED,CLASS 5,DAEWON CABLE/KOREA | m
1626 | VB2 | A85100573 | WIRE,CABLE,0.6/1kV XHHW/SIS,FLAME RETARDANT,1Cx2.5 SQmm,XLPE Insulation, CLASS 5,RED,DAEWON CABLE/KOREA | M30 | m | 255 | M30,, | 41564250032 | WIRE,0.6/1kV HF-XHHW/SIS,HALOGEN-FREE FLAME RETARDANT,1Cx2.5 SQmm,RED,CLASS 5,DAEWON CABLE/KOREA | m
1627 | VB2 | A73600080 | PLATE,PLATE ASSY,COVER WELD M,GRMU LFL, 58423568072A, VIET NAM | M10 | ea | 23 | M10,, | 5842VR62219 | PLATE ASS'Y,COVER WELD M,GRMU LFL, 58423568072A VIETNAM | ea
1628 | VB2 | A73600081 | PLATE,PLATE ASSY,COVER WELD R,GRMU LFL, 58423568073A, VIET NAM | M10 | ea | 18 | M10,, | 5842VR62220 | PLATE ASS'Y,COVER WELD R,GRMU LFL, 58423568073A VIETNAM | ea
1629 | VB2 | A73600082 | PLATE,PLATE ASSY,FRONT COVER SR,GRMU LFL, 58423568012A, VIET NAM | M10 | ea | 21 | M10,, | 5842VR62221 | PLATE ASS'Y,FRONT COVER SR,GRMU LFL, 58423568012A VIETNAM | ea
1630 | VB2 | A73600083 | PLATE,PLATE ASSY,COVER WELD SL,GRMU LFL, 58423568103A, VIET NAM | M10 | ea | 21 | M10,, | 5842VR62222 | PLATE ASS'Y,COVER WELD SL,GRMU LFL, 58423568103A VIETNAM | ea
1631 | VB2 | A73600084 | PLATE,PLATE ASSY, FUSE COVER, GRMU LFL, 58423568010A, VIET NAM | M10 | ea | 1 | M10,, | 5842VR62223 | PLATE ASS'Y,FUSE COVER,GRMU LFL, 58423568010A VIETNAM | ea
1632 | VB2 | A73600120 | PLATE,PLATE ASSY, FUSE COVER WELD, GRMU LLFL, 58423568020A, VIET NAM | M10 | ea | 3 | M10,, | 5842VR62230 | PLATE ASS'Y,FUSE COVER WELD,GRMU LLFL,58423568020A VIETNAM | ea
1633 | VB2 | A73600121 | PLATE,PLATE ASSY,COVER WELD SL,GRMU LLFL, 58423568107A, VIET NAM | M10 | ea | 1 | M10,, | 5842VR62231 | PLATE ASS'Y,COVER WELD SL,GRMU LLFL, 58423568107A VIETNAM | ea
1634 | VB2 | A73600126 | PLATE,PLATE ASSY,FUSE COVER WELD,GRMU F, 58423563006A, VIET NAM | M10 | ea | 4 | M10,, | 5842VR62232 | PLATE ASS'Y,FUSE COVER WELD,GRMU F, 58423563006A VIETNAM | ea
1635 | VB2 | A73600147 | PLATE,PT LOCK PLATE (R),MCSG,L=420,W44050001,VIETNAM | M10 | ea | 7 | M10,, | 58418200007 | PLATE,PT LOCK PLATE (R),MCSG,L=420,W44050001,VIET NAM | ea
1636 | VB2 | A73600178 | PLATE,PLATE ASSY,COVER WELD F,GRMU LFLL, 58423568269A,VIET NAM | M10 | ea | 5 | M10,, | 5842VR62238 | PLATE ASS'Y,COVER WELD F,GRMU LFLL, 58423568269A VIETNAM | ea
1637 | VB2 | A73600179 | PLATE,PLATE ASSY,COVER WELD L2,GRMU LFLL, 58423568271A,VIET NAM | M10 | ea | 5 | M10,, | 5842VR62239 | PLATE ASS'Y,COVER WELD L2,GRMU LFLL, 58423568271A VIETNAM | ea
1638 | VB2 | A73600196 | PLATE,PLATE ASSY, FRONT COVER, CB, GRMU RC, 58423569112A,VIET NAM | M10 | ea | 1 | M10,, | 5842VR62240 | PLATE ASS'Y,FRONT COVER,CB,GRMU RC, 58423569112A VIETNAM | ea
1639 | VB2 | A73600197 | PLATE,PLATE ASSY, COVER WELD DOWN, GRMU RC, 58423569117A,VIET NAM | M10 | ea | 1 | M10,, | 5842VR62241 | PLATE ASS'Y,COVER WELD DOWN,GRMU RC, 58423569117A VIETNAM | ea
1640 | VB2 | A73600200 | PLATE,PLATE ASSY,FRONT COVER SUB,UL,LBS,GRMU LCCL, DRAWING 58423569026A,VIET NAM | M10 | ea | 11 | M10,, | 5842VR62242 | PLATE ASS'Y,FRONT COVER SUB,UL LBS,GRMU LCCL, 58423569026A VIETNAM | ea
1641 | VB2 | A73600201 | PLATE,PLATE ASSY,FRONT COVER,CB,GRMU LCCL, DRAWING 58423569030A,VIET NAM | M10 | ea | 6 | M10,, | 5842VR62243 | PLATE ASS'Y,FRONT COVER,CB,GRMU LCCL, 58423569030A VIETNAM | ea
1642 | VB2 | A73600202 | PLATE,PLATE ASSY,FRONT COVER SUB,UR,LBS,GRMU LCCL, DRAWING 58423569029A,VIET NAM | M10 | ea | 11 | M10,, | 5842VR62244 | PLATE ASS'Y,FRONT COVER SUB,UR LBS,GRMU LCCL,58423569029A VIETNAM | ea
1643 | VB2 | A73600212 | PLATE,PLATE ASSY, FRONT COVER,BL,LBS,GRMU LCCL,58423569052A,VIET NAM | M10 | ea | 4 | M10,, | #N/A | #N/A | #N/A
1644 | VB2 | A73600213 | PLATE,PLATE ASSY, FRONT COVER, BL2, LBS,GRMU LLCL,58423569058A,VIET NAM | M10 | ea | 6 | M10,, | 5842VR62249 | PLATE ASS'Y,FRONT COVER,BL2 LBS,GRMU LLCL,58423569058A VIETNAM | ea
1645 | VB2 | A73600214 | PLATE,PLATE ASSY, FRONT COVER, UL2, LBS, GRMU LLCL,58423569056A,VIET NAM | M10 | ea | 7 | M10,, | 5842VR62250 | PLATE ASS'Y,FRONT COVER,UL2 LBS,GRMU LLCL,58423569056A VIETNAM | ea
1646 | VB2 | A73600215 | PLATE,PLATE ASSY,COVER WELD UP RISER,GRMU L, 58423562030A,SEOJIN/VIETNAM | M10 | ea | 7 | M10,, | 5842VR62251 | PLATE ASS'Y,COVER WELD UP RISER,GRMU L,58423562030A SEOJIN/VIETNAM | ea
1647 | VB2 | A73600216 | PLATE,PLATE ASSY, FRONT COVER SUB,BR,LBS,GRMU LCxp, DRAWING 58423569458A,VIET NAM | M10 | ea | 4 | M10,, | 5842VR62252 | PLATE ASS'Y,FRONT COVER SUB,BR LBS,GRMU LCxp,58423569458A VIETNAM | ea
1648 | VB2 | A73600217 | PLATE,PLATE ASSY,FRONT COVER,CB,GRMU LCxp, DRAWING 58423569457A,VIET NAM | M10 | ea | 4 | M10,, | 5842VR62253 | PLATE ASS'Y,FRONT COVER,CB,GRMU LCxp,58423569457A VIETNAM | ea
1649 | VB2 | A73600218 | PLATE,PLATE ASSY,FRONT COVER SUB,DS,GRMU LCxp, DRAWING 58423569461A,VIET NAM | M10 | ea | 4 | M10,, | 5842VR62254 | PLATE ASS'Y,FRONT COVER SUB,DS,GRMU LCxp,58423569461A VIETNAM | ea
1650 | VB2 | A73600231 | PLATE,PLATE ASSY,FRONT COVER SUB,UR,EXT,GRMU LCCLpp,DRAWING 58423569202A,VIET NAM | M10 | ea | 5 | M10,, | 5842VR62264 | PLATE ASS'Y,FRONT COVER SUB,UR EXT,GRMU LCCLpp,58423569202A VIETNAM | ea
1651 | VB2 | A73600246 | PLATE,PLATE ASSY,COVER WELD DOWN 01,GRMU L, 58423562132A,VIET NAM | M10 | ea | 4 | M10,, | #N/A | #N/A | #N/A
1652 | VB2 | A73600247 | PLATE,PLATE ASSY,COVER WELD UP 01,GRMU L, 58423562130A,VIET NAM | M10 | ea | 7 | M10,, | #N/A | #N/A | #N/A
1653 | VB2 | A73600248 | PLATE,PLATE ASSY,FRONT TOP WELD 03,GRMU F, 58423563033A,VIET NAM | M10 | ea | 11 | M10,, | #N/A | #N/A | #N/A
1654 | VB2 | A73600249 | PLATE,PLATE ASSY,FUSE COVER WELD 03,GRMU F, 58423563035A,VIET NAM | M10 | ea | 16 | M10,, | #N/A | #N/A | #N/A
1655 | VB2 | A73600261 | PLATE,PLATE ASSY,FRONT COVER_BL2_LBS_LLLL,VN RMU, DRAWING 5842VN10006,VIET NAM | M10 | ea | 2 | M10,, | #N/A | #N/A | #N/A
1656 | VB2 | A73600262 | PLATE,PLATE ASSY,FRONT COVER_BR_LBS_LLLL.,VN RMU, DRAWING 5842VN10007,VIET NAM | M10 | ea | 1 | M10,, | #N/A | #N/A | #N/A
1657 | VB2 | A73600265 | PLATE,PLATE ASSY,COVER WELD F,02,GRMU LLFLxp, DRAWING 5842VN00006,VIET NAM | M10 | ea | 2 | M10,, | #N/A | #N/A | #N/A
1658 | VB2 | A73600266 | PLATE,PLATE ASSY,COVER WELD R,02,GRMU LLFLxp, DRAWING 5842VN00004,VIET NAM | M10 | ea | 1 | M10,, | #N/A | #N/A | #N/A
1659 | VB2 | A73600277 | PLATE,CB LOCK PLATE (R),MCSG,L=1080,S44051690A,VIET NAM | M10 | ea | 2 | M10,, | 58418200025 | PLATE,CB LOCK PLATE (R),MCSG,L=1080,S44051690A_,VIET NAM | ea
1660 | VB2 | A73600281 | PLATE,PLATE ASSY,WELD COVER SUB_BL_LBS_LLLLxp,VN RMU, DRAWING 5842VN10043,VIET NAM | M10 | ea | 3 | M10,, | #N/A | #N/A | #N/A
1661 | VB2 | A73600282 | PLATE,PLATE ASSY,WELD COVER_BR_LBS_LLLLxp,VN RMU, DRAWING 5842VN10045,VIET NAM | M10 | ea | 3 | M10,, | #N/A | #N/A | #N/A
1662 | VB2 | A73600292 | PLATE,PLATE ASSY, FRONT COVER SR, GRMU LLL, 5842VN10054,VIET NAM | M10 | ea | 5 | M10,, | 5842VR62260 | PLATE ASS'Y,FRONT COVER SR,GRMU LLL, 5842VN10054 VIETNAM | ea
1663 | VB2 | A73600293 | PLATE,PLATE ASSY,COVER WELD L,GRMU LFL, 5842VN10056,VIET NAM | M10 | ea | 4 | M10,, | 5842VR62261 | PLATE ASS'Y,COVER WELD L,GRMU LFL, 5842VN10056 VIETNAM | ea
1664 | VB2 | A73600294 | PLATE,PLATE ASSY,FRONT COVER M,GRMU LLL, 5842VN10057,VIET NAM | M10 | ea | 6 | M10,, | 5842VR62262 | PLATE ASS'Y,FRONT COVER M,GRMU LLL, 5842VN10057 VIETNAM | ea
1665 | VB2 | A71500028 | INTERLOCK,INTERLOCK ASSY,LBS 1W,GRMU LCL, 56123569004, VIET NAM | M10 | set | 2 | M10,, | 5611VR70002 | INTERLOCK,INTERLOCK ASS'Y,GRMU LCL,LBS 1W, DRAWING 56123569004, VIET NAM | set
1666 | VB2 | A71500029 | INTERLOCK,INTERLOCK ASSY,LBS 2W,GRMU LCL, 56123569005, VIET NAM | M10 | set | 2 | M10,, | 5611VR70003 | INTERLOCK,INTERLOCK ASS'Y,GRMU LCL,LBS 2W, DRAWING 56123569005, VIET NAM | set
1667 | VB2 | A71500030 | INTERLOCK,INTERLOCK ASSY,DS,CABLE,GRMU LC, 56123569010, VIET NAM | M10 | set | 7 | M10,, | 5611VR70004 | INTERLOCK,INTERLOCK ASS'Y,GRMU LC,DS,CABLE, DRAWING 56123569010, VIET NAM | set
1668 | VB2 | A71500031 | INTERLOCK,INTERLOCK, DS GUIDE PIN, GRMU LCL, 56113569019, VIET NAM | M10 | set | 1 | M10,, | 5611VR70005 | INTERLOCK,INTERLOCK ASS'Y,GRMU LCL,DS GUIDE PIN, DRAWING 56113569019, VIET NAM | set
1669 | VB2 | A70300320 | FRAME,CORNER B/K(LEFT),MH85-0001-P1 LH-AH086-01,PAINT,VIET NAM | M10 | ea | 1 | M10,, | 54618200051 | FRAME,CORNER B/K (LEFT),MH85-0001-P1 LH-AH086-01,PAINT,VIET NAM | ea
1670 | VB2 | A70300321 | FRAME,CORNER B/K(RIGHT),MH85-0001-P2 LH-AH086-01,PAINT,VIET NAM | M10 | ea | 13 | M10,, | 54618200052 | FRAME,CORNER B/K (RIGHT),MH85-0001-P2 LH-AH086-01,PAINT,VIET NAM | ea
1671 | VB2 | A32610044 | T/B ASS'Y,Dust-proof Cover,ATB-60D,FOR ATB-60A,PVC.COVER,L= 1m,HIVERO/KOREA | M10 | ea | 49 | M10,, | 11020000047 | T/B ASS'Y,PROTECTION COVER,ATB-60D (FOR ATB-60A/L=1m WHITE COLOR),HIVERO/KOREA | ea
1672 | VB2 | A32610045 | T/B ASS'Y,SEPARATOR,ATB-S35,FOR ATB-35 ,1 STAGE,1 STAGE,HIVERO/KOREA | M10 | ea | 142 | M10,, | 11020000048 | T/B ASS'Y,SEPARATOR,ATB-S35 (1 STAGE FOR ATB-35),HIVERO/KOREA | ea
1673 | VB2 | A32610054 | T/B ASS'Y,SWITCHING JUMPER,FB 10-RTK/S,FOR TB TB 6RTK,ORDER No.:0311171,PHOENIX CONTACT | M10 | ea | 115 | M10,, | #N/A | #N/A | #N/A
1674 | VB2 | A32610052 | T/B ASS'Y,END COVER,AP 3-TNS 35-5022672,FOR TB URTK/S,PHOENIX CONTACT. | M10 | ea | 3 | M10,, | #N/A | #N/A | #N/A
1675 | VB2 | A32610036 | T/B ASS'Y,NUMBER PLATE,ZB URTK/S,FROM 61~70,JINH/CHINA | M10 | ea | 12 | M10,, | 11020000040 | T/B ASS'Y,NUMBER PLATE,ZB URTK/S (FROM 61-70),JINH/CHINA | ea
1676 | VB2 | A32610041 | T/B ASS'Y,SWITCHING JUMPER,SB 4-RTK/S,4P,39A,FOR TB URTK/S,W/SCREW,ORDER No.:0311265,PHOENIX CONTACT | M10 | ea | 10 | M10,, | 11020000044 | T/B ASS'Y,SWITCHING JUMPER,SB 4-RTK/S 4P 39A (FOR TB URTK/S W/SCREW ORDER No.:0311265),PHOENIX CONTACT | ea
1677 | VB2 | A32610042 | T/B ASS'Y,END COVER,D-OTTA 2.5,FOR TB OTTA 2.5,ORDER No:0790569,PHOENIX CONTACT | M10 | ea | 46 | M10,, | 11020000045 | T/B ASS'Y,END COVER,D-OTTA 2.5 (FOR TB OTTA 2.5 ORDER No:0790569),PHOENIX CONTACT | ea
1678 | VB2 | A32610039 | T/B ASS'Y,END COVER,D-URTK,FOR TB URTK,ORDER No.:0310020,PHOENIX CONTACT | M10 | ea | 3 | M10,, | 11020000042 | T/B ASS'Y,END COVER,D-URTK (FOR TB URTK ORDER No.:0310020),PHOENIX CONTACT | ea
1679 | VB2 | A72700004 | LOCK,DOOR GUIDE BOLT,K-CODE NUMBER:56764111032,K DWG NUMBER: SME400101 | M10 | ea | 6 | M10,, | NA | #N/A | #N/A
1680 | VB2 | A72700005 | LOCK,INSERT DOOR LOCK,K-DWG NUMBER: 56013172502 | M10 | ea | 7 | M10,, | NA | #N/A | #N/A
1681 | VB2 | A72700008 | LOCK,LOCK BOSS,MC1260-5,SUSOL 400 | M10 | ea | 7 | M10,, | 01970000005 | LOCK,LOCK BOSS,MC1260-5 (SUSOL 400) | ea
1682 | VB2 | A72700009 | LOCK,LOCKING DEVICE,VT0145M,VIET TIEP/VIETNAM | M10 | ea | 4 | M10,, | NA | #N/A | #N/A
1683 | VB2 | A72700011 | LOCK,LOCKING DEVICE,VT01280,VIET TIEP/VIETNAM | M10 | ea | 254 | M10,, | #N/A | #N/A | #N/A
1684 | VB2 | A72700036 | LOCK,LOCKING DEVICE,SMCC, SL12765,VIET NAM | M10 | ea | 670 | M10,, | NA | #N/A | #N/A
1685 | VB2 | A72700037 | LOCK,LOCK PLATE,SUSOL MCC-3P,MC1209E-#1,VIET NAM | M10 | ea | 183 | M10,, | NA | #N/A | #N/A
1686 | VB2 | A72700038 | LOCK,LOCK PLATE,SUSOL MCC-4P,MC1209E-#2,VIET NAM | M10 | ea | 5 | M10,, | NA | #N/A | #N/A
1687 | VB2 | A72700043 | LOCK,LOCKING DEVICE,SMCC, SL12765A,VIET NAM | M10 | ea | 182 | M10,, | NA | #N/A | #N/A
1688 | VB2 | A72700021 | LOCK,DOOR LOCK,SL12368,MCC | M10 | ea | 5 | M10,, | 01970000008 | LOCK,DOOR LOCK,SL12368 (MCC) | ea
1689 | VB2 | A72700022 | LOCK,DOOR LOCK AS AP(CU-A),S44308176A | M10 | ea | 2 | M10,, | 01970000009 | LOCK,DOOR LOCK AS AP(CU-A),S44308176A_ | ea
1690 | VB2 | A72700025 | LOCK,DOOR LOCK AS AP(CU-A),S44308176 | M10 | ea | 1 | M10,, | 01970000010 | LOCK,DOOR LOCK AS AP(CU-A),S44308176_ | ea
1691 | VB2 | A72700026 | LOCK,CAM LINK 01,S44308160 | M10 | ea | 1 | M10,, | 01970000011 | LOCK,CAM LINK 01,S44308160_ | ea
1692 | VB2 | A72700028 | LOCK,CAM LINK 02 CU-AP,S44308194 | M10 | ea | 1 | M10,, | 01970000012 | LOCK,CAM LINK 02 CU-AP,S44308194_ | ea
1693 | VB2 | A72700035 | LOCK,DOOR GUIDE BOLT,MCSG PANEL,SME400101,NAM PHONG/VIETNAM | M10 | ea | 268 | M10,, | NA | #N/A | #N/A
1694 | VB2 | A74800051 | SHAFT,SHAFT,PLATE,PANEL,SJ100012-C2,DAI DUONG/VIETNAM | M10 | ea | 64 | M10,, | 60468200019 | SHAFT,PLATE,PANEL,SJ100012-C2,DAI DUONG/VIETNAM | ea
1695 | VB2 | A74800052 | SHAFT,SHAFT,PLATE,PANEL,SJ100013,DAI DUONG/VIETNAM | M10 | ea | 640 | M10,, | 60468200020 | SHAFT,PLATE,PANEL,SJ100013,DAI DUONG/VIETNAM | ea
1696 | VB2 | A74800012 | SHAFT,SHAFT,PLATE,PANEL,SJ100012-C2,TAESAN HITEC/KOREA | M10 | ea | 442 | M10,, | 60464100001 | SHAFT,PLATE,PANEL,SJ100012- C2,TAESAN HITEC/KOREA | ea
1697 | VB2 | A74800013 | SHAFT,SHAFT,PLATE,PANEL,SJ100012-C1,TAESAN HITEC/KOREA | M10 | ea | 482 | M10,, | 60468200021 | SHAFT,PLATE,PANEL,SJ100012- C1,TAESAN HITEC/KOREA | ea
1698 | VB2 | A74800014 | SHAFT,SHAFT,CORNER PLATE,PANEL,SJ100002-C2,TAESAN HITEC/KOREA | M10 | ea | 4 | M10,, | 60468200005 | SHAFT,CORNER PLATE,PANEL,SJ100002-C2,TAESAN HITEC/KOREA | ea
1699 | VB2 | A74800035 | SHAFT,SHAFT,CORNER PLATE,PANEL,WJ100002-C1 ASSY,TAESAN HITEC/KOREA,K CODE NUMBER:5052-4111-001 | M10 | set | 17 | M10,, | NA | #N/A | #N/A
1700 | VB2 | A74800036 | SHAFT,SHAFT,CORNER PLATE,PANEL,WJ100002-C2 ASSY,TAESAN HITEC/KOREA,K CODE NUMBER:5052-4111-002 | M10 | set | 12 | M10,, | NA | #N/A | #N/A
1701 | VB2 | A74800046 | SHAFT,SHAFT,PLATE,PANEL,SJ100006,DAI DUONG/VIETNAM | M10 | ea | 640 | M10,, | 60468200015 | SHAFT,PLATE,PANEL,SJ100006,DAI DUONG/VIETNAM | ea
1702 | VB2 | A74800047 | SHAFT,SHAFT,PLATE,PANEL,SJ100009,DAI DUONG/VIETNAM | M10 | ea | 615 | M10,, | 60468200016 | SHAFT,PLATE,PANEL,SJ100009,DAI DUONG/VIETNAM | ea
1703 | VB2 | A74800059 | SHAFT,CORNER B/K WELD,SL1202C,VIETNAM | M10 | set | 203 | M10,, | 60468200014 | SHAFT,CORNER B/K WELD,SL1202C,VIET NAM | set
1704 | VB2 | A74800015 | SHAFT,SHAFT,CORNER PLATE,PANEL,SJ100002-C1,TAESAN HITEC/KOREA | M10 | ea | 4 | M10,, | 60468200004 | SHAFT,CORNER PLATE,PANEL,SJ100002-C1,TAESAN HITEC/KOREA | ea
1705 | VB2 | A74800016 | SHAFT,SHAFT,PLATE,PANEL,SJ100010,TAESAN HITEC/KOREA | M10 | ea | 1550 | M10,, | 60468200022 | SHAFT,PLATE,PANEL,SJ100010_,TAESAN HITEC/KOREA | ea
1706 | VB2 | A74800017 | SHAFT,SHAFT,PLATE,PANEL,SJ100013,TAESAN HITEC/KOREA | M10 | ea | 5547 | M10,, | 60468200023 | SHAFT,PLATE,PANEL,SJ100013_,TAESAN HITEC/KOREA | ea
1707 | VB2 | A74800018 | SHAFT,SHAFT,PLATE,PANEL,SJ100006,TAESAN HITEC/KOREA | M10 | ea | 1798 | M10,, | 60464100002 | SHAFT,PLATE,PANEL,SJ100006_,TAESAN HITEC/KOREA | ea
1708 | VB2 | A74800019 | SHAFT,SHAFT,PLATE,PANEL,SJ100009,TAESAN HITEC/KOREA | M10 | ea | 4781 | M10,, | 60464100003 | SHAFT,PLATE,PANEL,SJ100009_,TAESAN HITEC/KOREA | ea
1709 | VB2 | A74800020 | SHAFT,SHAFT,CORNER PLATE,PANEL,SJ100011,ZHUANGSHI | M10 | ea | 1395 | M10,, | 60464100004 | SHAFT,CORNER PLATE,PANEL,SJ100011_,ZHUANGSHI | ea
1710 | VB2 | A74800032 | SHAFT,SHAFT,PLATE,PANEL,SJ100019,TAESAN HITEC/KOREA | M10 | ea | 62 | M10,, | 60468200024 | SHAFT,PLATE,PANEL,SJ100019_,TAESAN HITEC/KOREA | ea
1711 | VB2 | A74800048 | SHAFT,SHAFT,PLATE,PANEL,SJ100010,DAI DUONG/VIETNAM | M10 | ea | 768 | M10,, | 60468200017 | SHAFT,PLATE,PANEL,SJ100010,DAI DUONG/VIETNAM | ea
1712 | VB2 | A74800050 | SHAFT,SHAFT,PLATE,PANEL,SJ100012-C1,DAI DUONG/VIETNAM | M10 | ea | 64 | M10,, | 60468200018 | SHAFT,PLATE,PANEL,SJ100012-C1,DAI DUONG/VIETNAM | ea
1713 | VB2 | A12200010 | AOM,WA-DA2,0-600A,CT:600/5A,60Hz,W/TRANSDUCER,KYONGBO/KOREA. | E31 | ea | 33 | E31,, | 17060000083 | AOM,WA-DA2,0-600A,CT:600/5A,60Hz,W/TRANSDUCER,KYONGBO/KOREA | ea
1714 | VB2 | A12700028 | MFM,Accura 2350-3P-CT5A-75,Three Phase Power Measurement Module,measuring range:CT20mA~CT6A,RS485 2 port,W/telephone cable 5M,ROOTECH/KOREA | E31 | ea | 1 | E31,, | 17510001235 | MULTI M,MFM PART/Measurement Module Accura 2350-3P-CT5A-75,range:CT20mA~CT6A,RS485 2 port,W/telephone cable 5M,ROOTECH/KOREA | ea
1715 | VB2 | A12200001 | AOM,WA-DA2,0-100A,CT:100/5A,50Hz,W/TRANSDUCER,KYONGBO/KOREA. | M10 | ea | 6 | M10,, | 17060000081 | AOM,WA-DA2,0-100A,100/1A,50Hz,W/TRANSDUCER,KYONGBO/KOREA | ea
1716 | VB2 | A12700042 | MFM,ACCURA 2300,AC 85 ~ 265V 50/60Hz,DC 100 ~ 300V,WITH DIGITAL INPUT/OUTPUT,ROOTECH/KOREA | E31 | ea | 1 | E31,, | 17510001236 | MULTI M,ACCURA 2300,Un:60-600V,50/60Hz,AUX.POWER:AC85-265V 50/60Hz/DC 100-300V,WITH DIGITAL INPUT/OUTPUT,ROOTECH/KOREA | ea
1717 | VB2 | A12700042 | MFM,ACCURA 2300,AC 85 ~ 265V 50/60Hz,DC 100 ~ 300V,WITH DIGITAL INPUT/OUTPUT,ROOTECH/KOREA | M10 | ea | 1 | M10,, | 17510001236 | MULTI M,ACCURA 2300,Un:60-600V,50/60Hz,AUX.POWER:AC85-265V 50/60Hz/DC 100-300V,WITH DIGITAL INPUT/OUTPUT,ROOTECH/KOREA | ea
1718 | VB2 | A12000617 | AM,WY-W08AA,0-200A,CT:200/1A,50Hz,1.5CL,WOONYOUNG/KOREA. | M10 | ea | 1 | M10,, | 17010003487 | AM,WY-W08AA,0-200A,CT:200/1A,50Hz,1.5CL,WOONYOUNG/KOREA | ea
1719 | VB2 | A12000625 | AM,WY-S96AA,0-75A,CT:75/5A,50Hz,1.5CL,WOONYOUNG/KOREA. | M10 | ea | 2 | M10,, | 17010003488 | AM,WY-S96AA,0-75A,CT:75/5A,50Hz,1.5CL,WOONYOUNG/KOREA | ea
1720 | VB2 | A12000659 | AM,WY-S96AA,0-100A,CT:100/5A,50Hz,1.5CL,WOONYOUNG/KOREA. | E31 | ea | 1 | E31,, | 17010003495 | AM,WY-S96AA,0-100A,CT:100/5A,50Hz,1.5CL,WOONYOUNG/KOREA | ea
1721 | VB2 | A12000799 | AM,WY-W08AA,0-5A,CT:5/5A,50Hz,1.5CL,WOONYOUNG/KOREA. | E31 | ea | 9 | E31,, | 17010003499 | AM,WY-W08AA,0-5A,CT:5/5A,50Hz,1.5CL,WOONYOUNG/KOREA | ea
1722 | VB2 | A12000800 | AM,WY-W08AA,0-75A,CT:75/5A,50Hz,1.5CL,WOONYOUNG/KOREA. | M10 | ea | 2 | M10,, | 17010003500 | AM,WY-W08AA,0-75A,CT:75/5A,50Hz,1.5CL,WOONYOUNG/KOREA | ea
1723 | VB2 | A12000818 | AM,WY-S96AA,0-10A,CT:10/5A,50Hz,1.5CL,WOONYOUNG/KOREA. | M10 | ea | 3 | M10,, | 17010003501 | AM,WY-S96AA,0-10A,CT:10/5A,50Hz,1.5CL,WOONYOUNG/KOREA | ea
1724 | VB2 | A12000110 | AM,WY-S96AA,0-200A,CT:200/1A,50Hz,1.5CL,WOONYOUNG/KOREA | A12 | ea | 1 | A12,, | #N/A | #N/A | #N/A
1725 | VB2 | A12000512 | AM,WY-W11AA,0-250A,CT:250/5A,50Hz,1.0CL,WOONYOUNG/KOREA. | E31 | ea | 2 | E31,, | 17010003479 | AM,WY-W11AA,0-250A,CT:250/5A,50Hz,1.0CL,WOONYOUNG/KOREA | ea
1726 | VB2 | A12000517 | AM,WY-W11AA,0-100A,CT:100/5A,50Hz,1.0CL,WOONYOUNG/KOREA. | E31 | ea | 1 | E31,, | 17010003480 | AM,WY-W11AA,0-100A,CT:100/5A,50Hz,1.0CL,WOONYOUNG/KOREA | ea
1727 | VB2 | A12000568 | AM,WY-W08AA,0-150A,CT:150/5A,50Hz,1.5CL,WOONYOUNG/KOREA. | M10 | ea | 4 | M10,, | 17010003481 | AM,WY-W08AA,0-150A,CT:150/5A,50Hz,1.5CL,WOONYOUNG/KOREA | ea
1728 | VB2 | A12000569 | AM,WY-W08AA,0-100A,CT:100/5A,50Hz,1.5CL,WOONYOUNG/KOREA. | E31 | ea | 1 | E31,, | 17010003482 | AM,WY-W08AA,0-100A,CT:100/5A,50Hz,1.5CL,WOONYOUNG/KOREA | ea
1729 | VB2 | A12000615 | AM,WY-W08AA,0-50A,CT:50/1A,50Hz,1.5CL,WOONYOUNG/KOREA. | M10 | ea | 1 | M10,, | 17010003486 | AM,WY-W08AA,0-50A,CT:50/1A,50Hz,1.5CL,WOONYOUNG/KOREA | ea
1730 | VB2 | A12000647 | AM,WY-W08AA,0-50A,CT:50/5A,50Hz,1.5CL,WOONYOUNG/KOREA. | E31 | ea | 1 | E31,, | 17010003491 | AM,WY-W08AA,0-50A,CT:50/5A,50Hz,1.5CL,WOONYOUNG/KOREA | ea
1731 | VB2 | A12000649 | AM,WY-S96AA,0-50A,CT:50/5A,50Hz,1.5CL,WOONYOUNG/KOREA. | E31 | ea | 4 | E31,, | 17010003492 | AM,WY-S96AA,0-50A,CT:50/5A,50Hz,1.5CL,WOONYOUNG/KOREA | ea
1732 | VB2 | A12000649 | AM,WY-S96AA,0-50A,CT:50/5A,50Hz,1.5CL,WOONYOUNG/KOREA. | M10 | ea | 3 | M10,, | 17010003492 | AM,WY-S96AA,0-50A,CT:50/5A,50Hz,1.5CL,WOONYOUNG/KOREA | ea
1733 | VB2 | A12000656 | AM,WY-S96AA,0-20A,CT:20/5A,50Hz,1.5CL,WOONYOUNG/KOREA. | M10 | ea | 3 | M10,, | 17010003493 | AM,WY-S96AA,0-20A,CT:20/5A,50Hz,1.5CL,WOONYOUNG/KOREA | ea
1734 | VB2 | A12000658 | AM,WY-S96AA,0-150A,CT:150/5A,50Hz,1.5CL,WOONYOUNG/KOREA. | M10 | ea | 2 | M10,, | 17010003494 | AM,WY-S96AA,0-150A,CT:150/5A,50Hz,1.5CL,WOONYOUNG/KOREA | ea
1735 | VB2 | A12000483 | AM,SC-A2,0-200-600A,CT:200/5A,50Hz,2.5CL,OVER SCALE,KYONGBO./KOREA | M10 | ea | 1 | M10,, | 17010003478 | AM,SC-A2,0-200-600A,CT:200/5A,50Hz,2.5CL,OVER SCALE,KYONGBO/KOREA | ea
1736 | VB2 | A12000599 | AM,WY-W08AA,0-20A,CT:20/1A,50Hz,1.5CL,WOONYOUNG/KOREA. | M10 | ea | 7 | M10,, | 17010003483 | AM,WY-W08AA,0-20A,CT:20/1A,50Hz,1.5CL,WOONYOUNG/KOREA | ea
1737 | VB2 | A12000600 | AM,WY-W08AA,0-10A,CT:10/5A,50Hz,1.5CL,WOONYOUNG/KOREA. | E31 | ea | 4 | E31,, | 17010003484 | AM,WY-W08AA,0-10A,CT:10/5A,50Hz,1.5CL,WOONYOUNG/KOREA | ea
1738 | VB2 | A12000600 | AM,WY-W08AA,0-10A,CT:10/5A,50Hz,1.5CL,WOONYOUNG/KOREA. | M10 | ea | 2 | M10,, | 17010003484 | AM,WY-W08AA,0-10A,CT:10/5A,50Hz,1.5CL,WOONYOUNG/KOREA | ea
1739 | VB2 | A12000609 | AM,WY-W08AA,0-75A,CT:75/1A,50Hz,1.5CL,WOONYOUNG/KOREA. | M10 | ea | 20 | M10,, | 17010003485 | AM,WY-W08AA,0-75A,CT:75/1A,50Hz,1.5CL,WOONYOUNG/KOREA | ea
1740 | VB2 | A12000644 | AM,WY-W08AA,0-200A,CT:200/5A,50Hz,1.5CL,WOONYOUNG/KOREA. | E31 | ea | 1 | E31,, | 17010003489 | AM,WY-W08AA,0-200A,CT:200/5A,50Hz,1.5CL,WOONYOUNG/KOREA | ea
1741 | VB2 | A12000645 | AM,WY-W08AA,0-20A,CT:20/5A,50Hz,1.5CL,WOONYOUNG/KOREA. | M10 | ea | 4 | M10,, | 17010003490 | AM,WY-W08AA,0-20A,CT:20/5A,50Hz,1.5CL,WOONYOUNG/KOREA | ea
1742 | VB2 | A12000195 | AM,WY-S96AA,0-600A,CT:600/5A,50Hz,1.5CL,WOONYOUNG/KOREA. | E31 | ea | 1 | E31,, | 17010003477 | AM,WY-S96AA,0-600A,CT:600/5A,50Hz,1.5CL,WOONYOUNG/KOREA | ea
1743 | VB2 | A11800040 | REACTOR,INVERTER INPUT REACTOR,HH-ACR-30,RATED VOLTAGE:380V,3P,60Hz,FOR MOTOR OUTPUT 30kW,Cu conductor,HYUPHWA/KOREA | E31 | ea | 2 | E31,, | 22910001640 | REACTOR,AC INVERTER INPUT,HH-ACR-30,RATED VOLTAGE:380V‚3P‚60Hz,MOTOR OUTPUT 30kW,Cu conductor,HYUPHWA/KOREA | ea
1744 | VB2 | A11800041 | REACTOR,INVERTER INPUT REACTOR,HH-ACR-7.5,RATED VOLTAGE:380V,3P,60Hz,FOR MOTOR OUTPUT 7.5kW,Cu conductor,HYUPHWA/KOREA | E31 | ea | 4 | E31,, | 22910001641 | REACTOR,AC INVERTER INPUT,HH-ACR-7.5,RATED VOLTAGE:380V‚3P‚60Hz,MOTOR OUTPUT 7.5kW,Cu conductor,HYUPHWA/KOREA | ea
1745 | VB2 | A10570264 | MCB,BK63H DC,2P,C10A,10kA,500VDC,LSIS/CHINA | M10 | ea | 1 | M10,, | 0627061300 | BK63H-DC 2P C10A 10KA 500VDC EXP | ea
1746 | VB2 | A11100036 | CLR,25 Ohm,1450W,1ry VOLTAGE OF GPT:6.6kV,3ry VOLTAGE OF GPT:190V,KOREA/ELECTRIC | M10 | ea | 8 | M10,, | 21560000136 | CLR,25 Ohm,1.45 kW,1ry VOLTAGE OF GPT:6.6kV‚3ry VOLTAGE OF GPT:190V,KOREA/ELECTRIC | ea
1747 | VB2 | A13800059 | VM,WY-S96VA,0-500V,DIRECT,50Hz,1.5CL,WOONYOUNG/KOREA. | M10 | ea | 2 | M10,, | 17910001071 | VM,WY-S96VA,0-500V,DIRECT,50Hz,1.5CL,WOONYOUNG/KOREA | ea
1748 | VB2 | A31000025 | FUSE,DIAZED,5SA211,500V,2A,SIEMENS. | E31 | ea | 216 | E31,, | 09360000687 | FUSE,DIAZED,5SA211,500V,2A,SIEMENS | ea
1749 | VB2 | A31000025 | FUSE,DIAZED,5SA211,500V,2A,SIEMENS. | M10 | ea | 3 | M10,, | 09360000687 | FUSE,DIAZED,5SA211,500V,2A,SIEMENS | ea
1750 | VB2 | A31000081 | FUSE,DIAZED,5SA211,500V,2A,SIEMENS/SLOVENIA. | A12 | ea | 26 | A12,, | #N/A | #N/A | #N/A
1751 | VB2 | A31300001 | LAMP,YSPL2-AL22R,220VAC,50/60Hz,RED,25PI,LED,YONGSUNG/KOREA | E31 | ea | 8 | E31,, | #N/A | #N/A | #N/A
1752 | VB2 | A31300002 | LAMP,YSPL2-AL11R,110VAC,50/60Hz,RED,25PI,LED,YONGSUNG/KOREA | M10 | ea | 27 | M10,, | 10210003249 | LAMP,YSPL2-AL11R,AC110V,50/60Hz,RED,25PI,LED,YONGSUNG/KOREA | ea
1753 | VB2 | A31300013 | LAMP,YSPL2-DL22R,220VDC,RED,25PI,LED,YONGSUNG/KOREA | M10 | ea | 5 | M10,, | 10210003252 | LAMP,YSPL2-DL22R,DC220V,RED,25PI,LED,YONGSUNG/KOREA | ea
1754 | VB2 | A31300014 | LAMP,YSPL2-DL11W,110VDC,WHITE,25PI,LED,YONGSUNG/KOREA | E31 | ea | 4 | E31,, | 10210003253 | LAMP,YSPL2-DL11W,DC110V,WHITE,25PI,LED,YONGSUNG/KOREA | ea
1755 | VB2 | A31300017 | LAMP,YSPL2-DL11G,110VDC,GREEN,25PI,LED,YONGSUNG/KOREA | M10 | ea | 15 | M10,, | 10210003254 | LAMP,YSPL2-DL11G,DC110V,GREEN,25PI,LED,YONGSUNG/KOREA | ea
1756 | VB2 | A31300019 | LAMP,YSPL2-DL22G,220VDC,GREEN,25PI,LED,YONGSUNG/KOREA | M10 | ea | 5 | M10,, | 10210003255 | LAMP,YSPL2-DL22G,DC220V,GREEN,25PI,LED,YONGSUNG/KOREA | ea
1757 | VB2 | A24800082 | PUSH BUTTON W/LAMP,YSNPBL2-AL23Y,25PI,230VAC,60Hz,YELLOW COLOR,LED TYPE,1a1b,YONGSUNG/KOREA. | M10 | ea | 3 | M10,, | 25960000658 | PUSH BUTTON W/LAMP,YSNPBL2-AL23Y,25PI,230VAC,60Hz,YELLOW COLOR,LED TYPE,1a1b,YONGSUNG/KOREA | ea
1758 | VB2 | A24800110 | PUSH BUTTON W/LAMP,P SN/DL/X SIS3112,22.5PI,85-264VAC,50/60Hz,GREEN COLOR,LED TYPE,1a1b,K&N/AUSTRIA | E31 | ea | 30 | E31,, | #N/A | #N/A | #N/A
1759 | VB2 | A24800111 | PUSH BUTTON W/LAMP,P SN/DL/X SIS4112,22.5PI,85-264VAC,50/60Hz,RED COLOR,LED TYPE,1a1b,K&N/AUSTRIA | E31 | ea | 30 | E31,, | #N/A | #N/A | #N/A
1760 | VB2 | A37601120 | CABLE LUG,NYLON-INSULATED CORE END TERMINALS,KFC1V60, E4009,BLUE,4.0SQ,KF/CHINA. | M10 | ea | 3200 | M10,, | 05510001872 | CABLE LUG,NYLON-INSULATED CORE END TERMINALS,KFC1V60/E4009,4.0 SQmm,BLUE,KF/CHINA | ea
1761 | VB2 | A37800248 | COLOR CAP,PVC LOOK CAP,THERMO CAP,DICOLC 35SQ,RED COLOR,DAE-IL COATING Co/KOREA. | M10 | ea | 100 | M10,, | 05660001152 | COLOR CAP,PVC LOCK CAP‚THERMO CAP,DICOLC 35 SQmm,RED,DAE-IL COATING Co/KOREA | ea
1762 | VB2 | A37800250 | COLOR CAP,PVC LOOK CAP,THERMO CAP,DICOLC 35SQ,BLUE COLOR,DAE-IL COATING Co/KOREA. | M10 | ea | 96 | M10,, | 05660001153 | COLOR CAP,PVC LOCK CAP‚THERMO CAP,DICOLC 35 SQmm,BLUE,DAE-IL COATING Co/KOREA | ea
1763 | VB2 | A37800251 | COLOR CAP,PVC LOOK CAP,THERMO CAP,DICOLC 35SQ,BLACK COLOR,DAE-IL COATING Co/KOREA. | M10 | ea | 53 | M10,, | 05660001154 | COLOR CAP,PVC LOCK CAP‚THERMO CAP,DICOLC 35 SQmm,BLACK,DAE-IL COATING Co/KOREA | ea
1764 | VB2 | A37800252 | COLOR CAP,PVC LOOK CAP,THERMO CAP,DICOLC 50SQ,RED COLOR,DAE-IL COATING Co/KOREA. | M10 | ea | 100 | M10,, | 05660001155 | COLOR CAP,PVC LOCK CAP‚THERMO CAP,DICOLC 50 SQmm,RED,DAE-IL COATING Co/KOREA | ea
1765 | VB2 | A37800254 | COLOR CAP,PVC LOOK CAP,THERMO CAP,DICOLC 50SQ,BLUE COLOR,DAE-IL COATING Co/KOREA. | M10 | ea | 100 | M10,, | 05660001156 | COLOR CAP,PVC LOCK CAP‚THERMO CAP,DICOLC 50 SQmm,BLUE,DAE-IL COATING Co/KOREA | ea
1766 | VB2 | A90100038 | PACKING,RUBBER,HOLE PACKING,SUSOL MCC,GM0823, K CODE 60014151086, KOREA | M10 | ea | 75 | M10,, | NA | #N/A | #N/A
1767 | VB2 | A90100041 | PACKING,PACKING,SOFT RUBBER,E2966 VENT COVER,EPDM,SUSOL LV SWGR AND MCC, K CODE 03060000350, DOA TEC, KOREA | M10 | ea | 530 | M10,, | NA | #N/A | #N/A
1768 | VB2 | A90100047 | PACKING,RUBBER, WIRE PACKING, D30, GRMU COM, DRAWING 60013570003, DAESIN, KOREA | A12 | ea | 185 | A12,, | 8056VR70005 | PACKING,RUBBER,WIRE PACKING,D30, GRMU COM, DRAWING 60013570003, DAESIN, KOREA | ea
1769 | VB2 | A90100047 | PACKING,RUBBER, WIRE PACKING, D30, GRMU COM, DRAWING 60013570003, DAESIN, KOREA | E31 | ea | 408 | E31,, | 8056VR70005 | PACKING,RUBBER,WIRE PACKING,D30, GRMU COM, DRAWING 60013570003, DAESIN, KOREA | ea
1770 | VB2 | A90100047 | PACKING,RUBBER, WIRE PACKING, D30, GRMU COM, DRAWING 60013570003, DAESIN, KOREA | M10 | ea | 17 | M10,, | 8056VR70005 | PACKING,RUBBER,WIRE PACKING,D30, GRMU COM, DRAWING 60013570003, DAESIN, KOREA | ea
1771 | VB2 | A90100048 | PACKING,RUBBER, WIRE PACKING, D50, GRMU COM, DRAWING 60013570002, DAESIN, KOREA | A12 | ea | 637 | A12,, | 8056VR70006 | PACKING,RUBBER,WIRE PACKING,D50, GRMU COM, DRAWING 60013570002, DAESIN, KOREA | ea
1772 | VB2 | A90100048 | PACKING,RUBBER, WIRE PACKING, D50, GRMU COM, DRAWING 60013570002, DAESIN, KOREA | E31 | ea | 124 | E31,, | 8056VR70006 | PACKING,RUBBER,WIRE PACKING,D50, GRMU COM, DRAWING 60013570002, DAESIN, KOREA | ea
1773 | VB2 | A83200502 | TUBE,HEAT SHRINKABLE,GSHS-1625G,BLACK,50PI,LS CABLE | M10 | m | 3335.9 | M10,, | NA | #N/A | #N/A
1774 | VB2 | A83200515 | TUBE,HEAT SHRINKABLE,GSHS-1625G,BLACK,18PI,LS CABLE | M10 | m | 6835 | M10,, | NA | #N/A | #N/A
1775 | VB2 | A85000695 | CABLE,CABLE,0.6/1kV XHHW/SIS,HALOGEN-FREE FLAME RETARDANT,1Cx25 SQmm,FR-XLPE Insulation,CLASS 5,GREEN/YELLOW,GAON/KOREA | E31 | m | 1867 | E31,, | 41510005029 | CABLE,0.6/1kV HF-XHHW/SIS,HALOGEN-FREE FLAME RETARDANT,1Cx25 SQmm,GREEN/YELLOW,CLASS 5,GAON CABLE/KOREA | m
1776 | VB2 | A85000696 | CABLE,CABLE TYPE TFR-CV,1Cx35 SQmm,6/10kV,BLACK,GAON/KOREA | E31 | m | 23 | E31,, | 41510005003 | CABLE,6/10kV TFR-CV CABLE TYPE,1Cx35 SQmm,BLACK,CLASS 5,GAON CABLE/KOREA | m
1777 | VB2 | A85000697 | CABLE,CABLE,0.6/1kV XHHW/SIS,HALOGEN-FREE FLAME RETARDANT,1Cx120 SQmm,FR-XLPE Insulation,CLASS 5,GREEN/YELLOW,GAON/KOREA | E31 | m | 2000 | E31,, | 41510005030 | CABLE,0.6/1kV HF-XHHW/SIS,HALOGEN-FREE FLAME RETARDANT,1Cx120 SQmm,GREEN/YELLOW,CLASS 5,GAON CABLE/KOREA | m
1778 | VB2 | A85000707 | CABLE,CABLE,0.6/1kV XHHW/SIS,HALOGEN-FREE FLAME RETARDANT,1Cx25 SQmm,FR-XLPE Insulation,CLASS 5,BLACK,GAON/KOREA | M10 | m | 2000 | M10,, | 41510005072 | CABLE,0.6/1kV HF-XHHW/SIS,HALOGEN-FREE FLAME RETARDANT,1Cx25 SQmm,BLACK,CLASS 5,GAON CABLE/KOREA | m
1779 | VB2 | A85100603 | WIRE,CABLE,0.6/1kV HF-XHHW/SIS,FLAME RETARDANT,1Cx2.5 SQmm,XLPE Insulation, CLASS 5,BLACK,DAEWON CABLE/KOREA | E31 | m | 570 | E31,, | 41564250026 | WIRE,0.6/1kV HF-XHHW/SIS,HALOGEN-FREE FLAME RETARDANT,1Cx2.5 SQmm,BLACK,CLASS 5,DAEWON CABLE/KOREA | m
1780 | VB2 | A85100603 | WIRE,CABLE,0.6/1kV HF-XHHW/SIS,FLAME RETARDANT,1Cx2.5 SQmm,XLPE Insulation, CLASS 5,BLACK,DAEWON CABLE/KOREA | M10 | m | 506 | M10,, | 41564250026 | WIRE,0.6/1kV HF-XHHW/SIS,HALOGEN-FREE FLAME RETARDANT,1Cx2.5 SQmm,BLACK,CLASS 5,DAEWON CABLE/KOREA | m
1781 | VB2 | A85100613 | WIRE,CABLE,0.6/1kV HF-XHHW/SIS,FLAME RETARDANT,1Cx4.0 SQmm,XLPE Insulation, CLASS 5,RED,DAEWON CABLE/KOREA | E31 | m | 27520 | E31,, | 41564250038 | WIRE,0.6/1kV HF-XHHW/SIS,HALOGEN-FREE FLAME RETARDANT,1Cx4.0 SQmm,RED,CLASS 5,DAEWON CABLE/KOREA | m
1782 | VB2 | A85100614 | WIRE,CABLE,0.6/1kV HF-XHHW/SIS,FLAME RETARDANT,1Cx4.0 SQmm,XLPE Insulation, CLASS 5,GRAY,DAEWON CABLE/KOREA | E31 | m | 170 | E31,, | 41564250037 | WIRE,0.6/1kV HF-XHHW/SIS,HALOGEN-FREE FLAME RETARDANT,1Cx4.0 SQmm,GRAY,CLASS 5,DAEWON CABLE/KOREA | m
1783 | VB2 | A85100614 | WIRE,CABLE,0.6/1kV HF-XHHW/SIS,FLAME RETARDANT,1Cx4.0 SQmm,XLPE Insulation, CLASS 5,GRAY,DAEWON CABLE/KOREA | M10 | m | 300 | M10,, | 41564250037 | WIRE,0.6/1kV HF-XHHW/SIS,HALOGEN-FREE FLAME RETARDANT,1Cx4.0 SQmm,GRAY,CLASS 5,DAEWON CABLE/KOREA | m
1784 | VB2 | A37600777 | CABLE LUG,RING,JOPT 2.5-M4,2.5SQ,1 HOLE,BLUE,JEONO / KOREA | M10 | ea | 1000 | M10,, | #N/A | #N/A | #N/A
1785 | VB2 | A37600802 | CABLE LUG,RING,JOT 4-M8,4.0SQ,1 HOLE,JEONO / KOREA. | M20 | ea | 14907 | M20,, | 05510001811 | CABLE LUG,RING,JOT 4-M8,4.0 SQmm,1 HOLE,JEONO/KOREA | ea
1786 | VB2 | A17103927 | CT,KBK-33,1.2kV,5/5A,5VA,CL0.5FS10,50Hz,Direct connect,LIGHTSTAR/KOREA. | M10 | ea | 11 | M10,, | 24060027162 | CT,KBK-33,1.2kV,5/5A,5VA,CL0.5FS10,50Hz,Direct connect,LIGHTSTAR/KOREA | ea
1787 | VB2 | A61400170 | BOSS,VIB ROLLER ASSY 1,W44322914, K-CODE NUMBER:5961-4111-017 | M10 | set | 64 | M10,, | NA | #N/A | #N/A
1788 | VB2 | A82400029 | ACRYL,LAMINATE,BLUE plate WHILE letter (BLUE surface / WHITE inside) , 2T x 600 x900. | M10 | sht | 11 | M10,, | 79816291004 | ACRYL,LAMINATE,2Tx600x900,BLUE plate WHILE letter (BLUE surface/WHITE inside) | ea
1789 | VB2 | A66000002 | WASHER,PLAIN WASHER,M4,SWCH,Ep-Fe/Zn 5/CM2(Cr3/White) | M20 | ea | 46000 | M20,, | 04060001402 | WASHER,PLAIN WAHER,M4,SWCH Ep-Fe/Zn 5/CM2(Cr3/White) | ea
1790 | VB2 | A66000003 | WASHER,PLAIN WASHER,M5,SWCH,Ep-Fe/Zn 5/CM2(Cr3/White) | M20 | ea | 10000 | M20,, | 04060001403 | WASHER,PLAIN WASHER,M5,SWCH Ep-Fe/Zn 5/CM2(Cr3/White) | ea
1791 | VB2 | A37800070 | COLOR CAP,CAP,8P,RED,CHINA. | M10 | ea | 2000 | M10,, | 05660001117 | COLOR CAP,CAP,8P,RED,CHINA | ea
1792 | VB2 | A17103350 | CT,KBK-33,1.15kV,20/5A,5VA,CL0.5FS10,50Hz,Direct connect,LIGHTSTAR/KOREA. | M10 | ea | 2 | M10,, | 24060027150 | CT,KBK-33,1.15kV,20/5A,5VA,CL0.5FS10,50Hz,Direct connect,LIGHTSTAR/KOREA | ea
1793 | VB2 | A17103712 | CT,KBM-13,1.2kV,1250/1A,15VA,0.5FS5,50/60Hz,SQUARE:135x85,INSULATION CLASS E,LIGHTSTAR/KOREA. | M10 | ea | 1 | M10,, | 24060027165 | CT,KBM-13,1.2kV,1250/1A,15VA,0.5FS5,50/60Hz,SQUARE:135x85,LIGHTSTAR/KOREA | ea
1794 | VB2 | A61200405 | BOLT,CLINCHING BOLT,M8,L20,TGFKCZ-080 | M20 | set | 6000 | M20,, | 01210100257 | BOLT,CLINCHING BOLT,M8,L20,TGFKCZ-080 | set
1795 | VB2 | A37800043 | COLOR CAP,CAP,50P,RED,CHINA. | M20 | ea | 1300 | M20,, | 05660001112 | COLOR CAP,CAP,50P,RED,CHINA | ea
1796 | VB2 | A17103485 | CT,KBK-26,1.2kV,50/1A,5VA,CL0.5FS10,50Hz,Direct connect,LIGHTSTAR/KOREA. | M10 | ea | 3 | M10,, | 24060027164 | CT,KBK-26,1.2kV,50/1A,5VA,CL0.5FS10,50Hz,Direct connect,LIGHTSTAR/KOREA | ea
1797 | VB2 | A65900548 | TOOL,Magnetic status board "Đang lắp ráp thiết bị",VIETNAM | M10 | ea | 50 | M10,, | 03960003785 | TOOL,Magnetic status board "Đang lắp ráp thiết bị",VIET NAM | ea
1798 | VB2 | A37600797 | CABLE LUG,FORK,JOT 1.5-M4Y,1.5SQ,JEONO / KOREA. | M20 | ea | 29000 | M20,, | 05510001808 | CABLE LUG,FORK,JOT 1.5-M4Y,1.5 SQmm,JEONO/KOREA | ea
1799 | VB2 | A37600798 | CABLE LUG,FORK,JOT 2.5-M4Y,2.5SQ,JEONO / KOREA. | M20 | ea | 11800 | M20,, | 05510001809 | CABLE LUG,FORK,JOT 2.5-M4Y,2.5 SQmm,JEONO/KOREA | ea
1800 | VB2 | A17800242 | ZCT,KGC-50,62Ø,CURR.RATIO:200mA/100mV,RATED CURR:400A,50/60Hz,LIGHTSTAR/KOREA. | M10 | ea | 3 | M10,, | 24460001037 | ZCT,KGC-50,CURR.RATIO:200mA/100mV,RATED CURR:400A,50/60Hz,62PI,LIGHTSTAR/KOREA | ea
1801 | VB2 | A22800265 | MC,SL-T100 MC-AC100V MT-AC100V,3P,100~127VAC,50/60Hz,1NO2NC,MITSUBISHI/JAPAN | M10 | ea | 3 | M10,, | NA | #N/A | #N/A
1802 | VB2 | A22300765 | AUX RELAY,RN4S-NL-A230,AC 230V,50Hz,AUX.CONTACT:4C,W/SOCKET SN4S-05D,IDEC/CHINA | M10 | ea | 3 | M10,, | 12870001032 | AUX RELAY,RN4S-NL-A230,COIL VOLTAGE:AC230V,50/60Hz,AUX.CONTACT:4C,W/SOCKET SN4S-05D,IDEC/CHINA | ea
1803 | VB2 | A37600918 | CABLE LUG,NON-INSULATED OPEN BARREL TERMINAL JFT 2025 | M20 | ea | 850 | M20,, | NA | #N/A | #N/A
1804 | VB2 | A37600937 | CABLE LUG,FULLY INSULATED FEMALE CONNECTOR,PART No.385485 NH,BLUE | M20 | ea | 2000 | M20,, | NA | #N/A | #N/A
1805 | VB2 | A65100091 | SCREW,(+)PAN HEAD SCREW(SEMS),P/W*1+S/W*1,M4,L12,SWCH,EP-FE/ZN 3/CM2(Cr3/White) | M20 | set | 20000 | M20,, | 03660002363 | SCREW,(+)PAN HEAD SCREW(SEMS),P/W*1+S/W*1,M4,L12,SWCH,Ep-Fe/Zn3/CM2(Cr3/White) | set
1806 | VB2 | A17600150 | T/D,M2VS-AA-M2/UL,INPUT: 4~20mADC,OUTPUT: 4~20mADC,AUX.POWER: 100~240VAC,47~66Hz,W/Test report,MG/JAPAN. | M10 | ea | 9 | M10,, | 24360001716 | T/D,M2VS-AA-M2/UL,INPUT:DC4-20mA,47-66Hz,OUTPUT:DC4-20mA,AUX.POWER:AC100-240V,W/Test report,MG/JAPAN | ea
1807 | VB2 | A32600593 | T/B,NUMBERING,Marker for terminal blocks - UCT-TM 6 -0828736,FROM 31~40,PHOENIX CONTACT | M10 | ea | 20 | M10,, | 11020000021 | T/B ASS'Y,NUMBERING/Marker for terminal blocks,UCT-TM 6 -0828736 (FROM 31-40),PHOENIX CONTACT | ea
1808 | VB2 | A24800087 | PUSH BUTTON W/LAMP,HC25L-22ALG,25PI,AC200-240V,50/60Hz,GREEN COLOR,LED TYPE,1a1b,HIVERO/VIETNAM. | M10 | ea | 30 | M10,, | 25960000662 | PUSH BUTTON W/LAMP,HC25L-22ALG,25PI,AC200-240V,50/60Hz,GREEN COLOR,LED TYPE,1a1b,HIVERO/VIETNAM | ea
1809 | VB2 | A31000061 | FUSE,OFL10x38-10A,500V,10A,OMEGA/VN. | M10 | ea | 19 | M10,, | 09360000692 | FUSE,OFL10x38-10A,500V,10A,OMEGA/VN | ea
1810 | VB2 | A31300397 | LAMP,HC25P-22ALY,AC200-240V,50/60Hz,YELLOW COLOR,25PI,LED TYPE,HIVERO/VIETNAM. | M10 | ea | 11 | M10,, | 10210003300 | LAMP,HC25P-22ALY,AC200-240V,50/60Hz,YELLOW,25PI,LED,HIVERO/VIETNAM | ea
1811 | VB2 | A31300410 | LAMP,HC25P-11FLR,,AC/DC100-130V,50/60Hz,RED COLOR,25PI,LED TYPE,HIVERO/VIETNAM. | M10 | ea | 104 | M10,, | 10210003308 | LAMP,HC25P-11FLR,AC/DC100-130V,50/60Hz,RED,25PI,LED,HIVERO/VIETNAM | ea
1812 | VB2 | A31900030 | RESISTOR,1W,39kOhm,Local | M10 | ea | 9 | M10,, | NA | #N/A | #N/A
1813 | VB2 | A37600021 | CABLE LUG,RING,JOT 6-M12,6.0SQ,1 HOLE,JEONO / KOREA. | M20 | ea | 9455 | M20,, | 05510001791 | CABLE LUG,RING,JOT 6-M12,6.0 SQmm,1 HOLE,JEONO/KOREA | ea
1814 | VB2 | A37800017 | COLOR CAP,CAP,5.5P,RED,CHINA. | M20 | ea | 1744 | M20,, | 05660001095 | COLOR CAP,CAP,5.5P,RED,CHINA | ea
1815 | VB2 | A37800074 | COLOR CAP,CAP,10P,YELLOW,CHINA. | M20 | ea | 1680 | M20,, | 05660001121 | COLOR CAP,CAP,10P,YELLOW,CHINA | ea
1816 | VB2 | A37800085 | COLOR CAP,THERMO STC-CAP,STC 25,RED,SEUNGJEON/KOREA | M20 | ea | 2900 | M20,, | #N/A | #N/A | #N/A
1817 | VB2 | A37800136 | COLOR CAP,THERMO STC-CAP,JOTC 95,RED,SEUNGJEON/KOREA. | M10 | ea | 350 | M10,, | 05660001140 | COLOR CAP,THERMO STC-CAP,JOTC 95,RED,SEUNGJEON/KOREA | ea
1818 | VB2 | A37601042 | CABLE LUG,RING,JOCP 500-2-M14,500.0SQ,2 HOLE,JEONO / KOREA. | E31 | ea | 4 | E31,, | 05510001857 | CABLE LUG,RING,JOCP 500-2-M14,500.0 SQmm,2 HOLE,JEONO/KOREA | ea
1819 | VB2 | A37600935 | CABLE LUG,RING,JOCP 150-M12,150.0SQ,1 HOLE,JEONO / KOREA. | M10 | ea | 107 | M10,, | 05510001848 | CABLE LUG,RING,JOCP 150-M12,150.0 SQmm,1 HOLE,JEONO/KOREA | ea
1820 | VB2 | A37800014 | COLOR CAP,CAP,5.5P,BLACK,CHINA. | M20 | ea | 4800 | M20,, | 05660001093 | COLOR CAP,CAP,5.5P,BLACK,CHINA | ea
1821 | VB2 | A37800016 | COLOR CAP,CAP,5.5P,GREEN,CHINA. | M20 | ea | 1630 | M20,, | 05660001094 | COLOR CAP,CAP,5.5P,GREEN,CHINA | ea
1822 | VB2 | A37800032 | COLOR CAP,CAP,25P,YELLOW,CHINA. | M20 | ea | 470 | M20,, | 05660001104 | COLOR CAP,CAP,25P,YELLOW,CHINA | ea
1823 | VB2 | A37800216 | COLOR CAP,THERMO STC-CAP,JOTC 6,GREEN,SEUNGJEON/KOREA. | M20 | ea | 2200 | M20,, | 05660001148 | COLOR CAP,THERMO STC-CAP,JOTC 6,GREEN,SEUNGJEON/KOREA | ea
1824 | VB2 | A60100315 | BARRIER,SMC BARRIER(RED COLOR),24KV,S44064613A_P2,T5x210x700(1.5KG),VIET NAM | M10 | ea | 12 | M10,, | 67218200028 | BARRIER,SMC BARRIER(RED COLOR),24KV,T5x210x700(1.5KG),S44064613A_P2,VIET NAM | ea
1825 | VB2 | A60300556 | BOOTS,BOOTS-1040,LSVN-207-60,24KV,RED BROWN COLOUR,VIJAYA SAI/VN | M10 | ea | 3 | M10,, | 67318200011 | BOOTS,BOOTS-1040,24kV,LSVN-207-60,RED BROWN COLOUR,VIJAYA SAI/VN | ea
1826 | VB2 | A60100264 | BARRIER,BARRIER COVER (YELLOW COLOUR),S44072701_P3,T10x170x440 (1.6KG),BAKELITE,VIET NAM | M10 | ea | 8 | M10,, | 67218200025 | BARRIER,BARRIER COVER (YELLOW COLOUR),BAKELITE,T10x170x440 (1.6KG),S44072701_P3,VIET NAM | ea
1827 | VB2 | A60100300 | BARRIER,INSULATION PART OF SWGR,T10.0mm,SMC(FRP),Viet Nam | M10 | kg | 49.5 | M10,, | 67218222014 | BARRIER,INSULATION PART OF SWGR,SMC(FRP),T10.0mm,VIET NAM | kg
1828 | VB2 | A60300558 | BOOTS,BOOTS-1058,MCSG,LSVN-309-60,24KV,RED BROWN COLOUR,VIJAYA SAI/VN | M10 | ea | 9 | M10,, | 67318200013 | BOOTS,BOOTS-1058,24kV,MCSG_LSVN-309-60,RED BROWN COLOUR,VIJAYA SAI/VN | ea
1829 | VB2 | A60301590 | BOOTS,BOOTS-1033,MCSG,LSVN-172-80,RED BROWN COLOUR,VIJAYA SAI/VN | M10 | ea | 3 | M10,, | 67318200034 | BOOTS,BOOTS-1033,MCSG_LSVN-172-80,RED BROWN COLOUR,VIJAYA SAI/VN | ea
1830 | VB2 | A60500690 | BOOTS (LV),BOOTS-LV-154,LSVN-LV-0876,0.4 KV,BLACK COLOUR,VIJAYA SAI/VN | M10 | ea | 1 | M10,, | 67318200112 | BOOTS,BOOTS (LV),BOOTS-LV-154,LSVN-LV-0876,0.4 KV,BLACK COLOUR,VIJAYA SAI/VN | ea
1831 | VB2 | A60500705 | BOOTS (LV),BOOTS-LV-143,LSVN-LV-0814,0.4 KV,BLACK COLOUR,VIJAYA SAI/VN | M10 | ea | 6 | M10,, | 67318200114 | BOOTS,BOOTS (LV),BOOTS-LV-143,LSVN-LV-0814,0.4 KV,BLACK COLOUR,VIJAYA SAI/VN | ea
1832 | VB2 | A60500707 | BOOTS (LV),BOOTS-LV-154,LSVN-LV-0878,0.4 KV,WHITE TRANSPARENT,VIJAYA SAI/VN | M10 | ea | 42 | M10,, | 67318200115 | BOOTS,BOOTS (LV),BOOTS-LV-154,LSVN-LV-0878,0.4 KV,WHITE TRANSPARENT,VIJAYA SAI/VN | ea
1833 | VB2 | A60500708 | BOOTS (LV),BOOTS-LV-154,LSVN-LV-0879,0.4 KV,WHITE TRANSPARENT,VIJAYA SAI/VN | M10 | ea | 132 | M10,, | 67318200116 | BOOTS,BOOTS (LV),BOOTS-LV-154,LSVN-LV-0879,0.4 KV,WHITE TRANSPARENT,VIJAYA SAI/VN | ea
1834 | VB2 | A60500709 | BOOTS (LV),BOOTS-LV-154,LSVN-LV-0880,0.4 KV,WHITE TRANSPARENT,VIJAYA SAI/VN | M10 | ea | 210 | M10,, | 67318200117 | BOOTS,BOOTS (LV),BOOTS-LV-154,LSVN-LV-0880,0.4 KV,WHITE TRANSPARENT,VIJAYA SAI/VN | ea
1835 | VB2 | A60500710 | BOOTS (LV),BOOTS-LV-155,LSVN-LV-0881,0.4 KV,WHITE TRANSPARENT,VIJAYA SAI/VN | M10 | ea | 39 | M10,, | 67318200118 | BOOTS,BOOTS (LV),BOOTS-LV-155,LSVN-LV-0881,0.4 KV,WHITE TRANSPARENT,VIJAYA SAI/VN | ea
1836 | VB2 | A60500711 | BOOTS (LV),BOOTS-LV-155,LSVN-LV-0882,0.4 KV,WHITE TRANSPARENT,VIJAYA SAI/VN | M10 | ea | 47 | M10,, | 67318200119 | BOOTS,BOOTS (LV),BOOTS-LV-155,LSVN-LV-0882,0.4 KV,WHITE TRANSPARENT,VIJAYA SAI/VN | ea
1837 | VB2 | A60500683 | BOOTS (LV),BOOTS-LV-153,LSVN-LV-0869,0.4 KV,BLACK COLOUR,VIJAYA SAI/VN | M10 | ea | 4 | M10,, | 67318200111 | BOOTS,BOOTS (LV),BOOTS-LV-153,LSVN-LV-0869,0.4 KV,BLACK COLOUR,VIJAYA SAI/VN | ea
1838 | VB2 | A60500701 | BOOTS (LV),BOOTS-LV-145,LSVN-LV-0826,0.4 KV,BLACK COLOUR,VIJAYA SAI/VN | M10 | ea | 4 | M10,, | 67318200113 | BOOTS,BOOTS (LV),BOOTS-LV-145,LSVN-LV-0826,0.4 KV,BLACK COLOUR,VIJAYA SAI/VN | ea
1839 | VB2 | A60500712 | BOOTS (LV),BOOTS-LV-155,LSVN-LV-0883,0.4 KV,WHITE TRANSPARENT,VIJAYA SAI/VN | M10 | ea | 34 | M10,, | 67318200120 | BOOTS,BOOTS (LV),BOOTS-LV-155,LSVN-LV-0883,0.4 KV,WHITE TRANSPARENT,VIJAYA SAI/VN | ea
1840 | VB2 | A60400791 | BOOTS (HV),BOOTS-1094,LSVN-517-40,24KV,RED BROWN COLOUR,VIJAYA SAI/VN | M10 | ea | 6 | M10,, | 00000000000 | #N/A | #N/A
1841 | VB2 | A60400883 | BOOTS (HV),MS-BOOTS-1014,LSVN-MS-75-30,RED BROWN COLOUR,VIJAYA SAI/VN | M10 | ea | 9 | M10,, | 67318200071 | BOOTS,BOOTS (HV),MS-BOOTS-1014,LSVN-MS-75-30,RED BROWN COLOUR,VIJAYA SAI/VN | ea
1842 | VB2 | A60400885 | BOOTS (HV),MS-BOOTS-1015,LSVN-MS-79-30,RED BROWN COLOUR,VIJAYA SAI/VN | M10 | ea | 9 | M10,, | 67318200072 | BOOTS,BOOTS (HV),MS-BOOTS-1015,LSVN-MS-79-30,RED BROWN COLOUR,VIJAYA SAI/VN | ea
1843 | VB2 | A60400886 | BOOTS (HV),MS-BOOTS-1020,LSVN-MS-101-40,MASCON,RED BROWN COLOUR,VIJAYA SAI/VN | M10 | ea | 51 | M10,, | 67318200073 | BOOTS,BOOTS (HV),MS-BOOTS-1020,LSVN-MS-101-40,MASCON,RED BROWN COLOUR,VIJAYA SAI/VN | ea
1844 | VB2 | A60400994 | BOOTS (HV),BOOTS-1218,LSEVN-1255-25,1C-50SQ,RED BROWN COLOUR,VIJAYA SAI/VN | M10 | ea | 4 | M10,, | 67318200083 | BOOTS,BOOTS (HV),BOOTS-1218,LSEVN-1255-25,1C-50SQ,RED BROWN COLOUR,VIJAYA SAI/VN | ea
1845 | VB2 | A60400995 | BOOTS (HV),BOOTS-1218,LSEVN-1256-25,RED BROWN COLOUR,VIJAYA SAI/VN | M10 | ea | 4 | M10,, | 67318200084 | BOOTS,BOOTS (HV),BOOTS-1218,LSEVN-1256-25,RED BROWN COLOUR,VIJAYA SAI/VN | ea
1846 | VB2 | A60400996 | BOOTS (HV),BOOTS-1218,LSEVN-1257-25,RED BROWN COLOUR,VIJAYA SAI/VN | M10 | ea | 2 | M10,, | 67318200085 | BOOTS,BOOTS (HV),BOOTS-1218,LSEVN-1257-25,RED BROWN COLOUR,VIJAYA SAI/VN | ea
1847 | VB2 | A60400997 | BOOTS (HV),BOOTS-1218,LSEVN-1258-60,1C-50SQ,RED BROWN COLOUR,VIJAYA SAI/VN | M10 | ea | 12 | M10,, | 67318200086 | BOOTS,BOOTS (HV),BOOTS-1218,LSEVN-1258-60,1C-50SQ,RED BROWN COLOUR,VIJAYA SAI/VN | ea
1848 | VB2 | A60400998 | BOOTS (HV),BOOTS-1208,LSEVN-1199-50,RED BROWN COLOUR,VIJAYA SAI/VN | M10 | ea | 2 | M10,, | 67318200087 | BOOTS,BOOTS (HV),BOOTS-1208,LSEVN-1199-50,RED BROWN COLOUR,VIJAYA SAI/VN | ea
1849 | VB2 | A60400999 | BOOTS (HV),BOOTS-1209,LSEVN-1202-50,RED BROWN COLOUR,VIJAYA SAI/VN | M10 | ea | 2 | M10,, | 67318200088 | BOOTS,BOOTS (HV),BOOTS-1209,LSEVN-1202-50,RED BROWN COLOUR,VIJAYA SAI/VN | ea
1850 | VB2 | A60401000 | BOOTS (HV),BOOTS-1129,MCSG-24KV,LSVN-725-25,RED BROWN,VIJAYA SAI/VN | M10 | ea | 4 | M10,, | 67318200089 | BOOTS,BOOTS (HV),BOOTS-1129,MCSG_LSVN-725-25,24kV,RED BROWN COLOUR,VIJAYA SAI/VN | ea
1851 | VB2 | A60401021 | BOOTS (HV),BOOTS-1222,MCSG-24KV,LSEVN-1281-80,RED BROWN COLOUR,VIJAYA SAI/VN | M10 | ea | 2 | M10,, | 67318200091 | BOOTS,BOOTS (HV),BOOTS-1222,MCSG_LSEVN-1281-80,RED BROWN COLOUR,24kV,RED BROWN COLOUR,VIJAYA SAI/VN | ea
1852 | VB2 | A60401022 | BOOTS (HV),BOOTS-1222,MCSG-24KV,LSEVN-1282-80,RED BROWN COLOUR,VIJAYA SAI/VN | M10 | ea | 1 | M10,, | 67318200092 | BOOTS,BOOTS (HV),BOOTS-1222,MCSG_LSEVN-1282-80,24kV,RED BROWN COLOUR,VIJAYA SAI/VN | ea
1853 | VB2 | A60401033 | BOOTS (HV),BOOTS-1223,MCSG-24KV,LSEVN-1288-40,RED BROWN COLOUR,VIJAYA SAI/VN | M10 | ea | 3 | M10,, | 67318200094 | BOOTS,BOOTS (HV),BOOTS-1223,MCSG_LSEVN-1288-40,24kV,RED BROWN COLOUR,VIJAYA SAI/VN | ea
1854 | VB2 | A60401034 | BOOTS (HV),MS-BOOTS-1018,LSVN-MS-89-30,RED BROWN COLOUR,VIJAYA SAI/VN | M10 | ea | 9 | M10,, | 67318200095 | BOOTS,BOOTS (HV),MS-BOOTS-1018,LSVN-MS-89-30,RED BROWN COLOUR,VIJAYA SAI/VN | ea
1855 | VB2 | A60400798 | BOOTS (HV),BOOTS-1097,LSVN-539-60,24KV,RED BROWN COLOUR,VIJAYA SAI/VN | M10 | ea | 1 | M10,, | 67318200066 | BOOTS,BOOTS (HV),BOOTS-1097,LSVN-539-60,24kV,RED BROWN COLOUR,VIJAYA SAI/VN | ea
1856 | VB2 | A60401029 | BOOTS (HV),BOOTS-1118,MCSG-24KV,LSVN-660-80,RED BROWN COLOUR,VIJAYA SAI/VN | M10 | ea | 3 | M10,, | 67318200093 | BOOTS,BOOTS (HV),BOOTS-1118,MCSG_LSVN-660-80,24kV,RED BROWN COLOUR,VIJAYA SAI/VN | ea
1857 | VB2 | A61200044 | BOLT,HEX BOLT,M6,L15,SM45C,Ep-Fe/Zn 5/CM2(Cr3/White) | M20 | ea | 1800 | M20,, | 01210100386 | BOLT,HEX BOLT,M6,L15,SM45C,Ep-Fe/Zn 5/CM2(Cr3/White) | ea
1858 | VB2 | A61200046 | BOLT,HEXAGON SOCKET BUTTON HEAD SCREWS,M8,L20,STS304 | E31 | ea | 942 | E31,, | 01210100207 | BOLT,HEXAGON SOCKET BUTTON HEAD SCREWS,M8,L20,STS304 | ea
1859 | VB2 | A61200046 | BOLT,HEXAGON SOCKET BUTTON HEAD SCREWS,M8,L20,STS304 | M20 | ea | 2758 | M20,, | 01210100207 | BOLT,HEXAGON SOCKET BUTTON HEAD SCREWS,M8,L20,STS304 | ea
1860 | VB2 | A61200075 | BOLT,HEX BOLT,P/W*2+S/W*1+NUT*1,M16,L50,SM45C,Ep-Fe/Zn 5/CM2(Cr3/White),TENSILE CLASS 8.8 | M20 | set | 1128 | M20,, | 01210100372 | BOLT,HEX BOLT,P/W*2+S/W*1+NUT*1,M16,L50,SM45C,Ep-Fe/Zn 5/CM2(Cr3/White),TENSILE CLASS 8.8 | set
1861 | VB2 | A61200547 | BOLT,EYE BOLT,C20,M16,L27,Cr3/White,TENSILE CLASS 8.8,With Washer NyLon 66 (3Tx30D1x16.5D2) | M10 | set | 627 | M10,, | 01210100304 | BOLT,EYE BOLT,With Washer NyLon 66 (3Tx30D1x16.5D2),M16,L27,Cr3/White,TENSILE CLASS 8.8,C20 | set
1862 | VB2 | A61200548 | BOLT,EYE BOLT,C20,M12,L22,Cr3/White,TENSILE CLASS 8.8,With Washer NyLon 66 (3Tx30D1x12.5D2) | M10 | set | 384 | M10,, | 01210100305 | BOLT,EYE BOLT,With Washer NyLon 66 (3Tx30D1x12.5D2),M12,L22,Cr3/White,TENSILE CLASS 8.8,C20 | set
1863 | VB2 | A61200561 | BOLT,HEX BOLT,P/W*2+S/W*1+NUT*1,M14,L50,SM45C,Ep-Fe/Zn 5/CM2(Cr3/White),TENSILE CLASS 8.8 WITH NUT | M10 | set | 58 | M10,, | 01210100336 | BOLT,HEX BOLT,P/W*2+S/W*1+NUT*1,M14,L50,SM45C,Ep-Fe/Zn 5/CM2(Cr3/White),TENSILE CLASS 8.8 WITH NUT | set
1864 | VB2 | A61200099 | BOLT,SQUARE BOLT,P/W*1+S/W*1+NUT*1,M8,L20,SWCH,Ep-Fe/Zn 5/CM2(Cr3/White),TENSILE CLASS 5.6 | M20 | ea | 18900 | M20,, | 01210100208 | BOLT,SQUARE BOLT,P/W*1+S/W*1+NUT*1,M8,L20,SWCH,Ep-Fe/Zn 5/CM2(Cr3/White),TENSILE CLASS 5.6 | ea
1865 | VB2 | A85100018 | WIRE,KIV CABLE,1Cx2.5 SQmm,450/750 V-Cu/PVC TCVN 6610/IEC 60227,RED COLOR,COSMOLINK/VIETNAM | M20 | m | 1410 | M20,, | 41564250113 | WIRE,450/750V-Cu/PVC,KIV,1Cx2.5 SQmm,RED,CLASS 5,COSMOLINK VINA/VIETNAM | m
1866 | VB2 | A85100018 | WIRE,KIV CABLE,1Cx2.5 SQmm,450/750 V-Cu/PVC TCVN 6610/IEC 60227,RED COLOR,COSMOLINK/VIETNAM | M30 | m | 3999 | M30,, | 41564250113 | WIRE,450/750V-Cu/PVC,KIV,1Cx2.5 SQmm,RED,CLASS 5,COSMOLINK VINA/VIETNAM | m
1867 | VB2 | A85100193 | WIRE,KIV CABLE,1Cx2.5 SQmm,450/750 V-Cu/PVC TCVN 6610/IEC 60227,BLACK COLOR,COSMOLINK/VIETNAM | M10 | m | 2130 | M10,, | 41564250110 | WIRE,450/750V-Cu/PVC,KIV,1Cx2.5 SQmm,BLACK,CLASS 5,COSMOLINK VINA/VIETNAM | m
1868 | VB2 | A85100193 | WIRE,KIV CABLE,1Cx2.5 SQmm,450/750 V-Cu/PVC TCVN 6610/IEC 60227,BLACK COLOR,COSMOLINK/VIETNAM | M20 | m | 1850 | M20,, | 41564250110 | WIRE,450/750V-Cu/PVC,KIV,1Cx2.5 SQmm,BLACK,CLASS 5,COSMOLINK VINA/VIETNAM | m
1869 | VB2 | A85100193 | WIRE,KIV CABLE,1Cx2.5 SQmm,450/750 V-Cu/PVC TCVN 6610/IEC 60227,BLACK COLOR,COSMOLINK/VIETNAM | M30 | m | 2358 | M30,, | 41564250110 | WIRE,450/750V-Cu/PVC,KIV,1Cx2.5 SQmm,BLACK,CLASS 5,COSMOLINK VINA/VIETNAM | m
1870 | VB2 | A85000441 | CABLE,KIV CABLE,1Cx70 SQmm,0.6/1KV,BLACK,SH CABLE/VIETNAM | M30 | m | 168 | M30,, | 41510005013 | CABLE,0.6/1kV Cu/FR-HPVC,HKIV(Heat Resistant PVC),1Cx70 SQmm,BLACK,CLASS 5,COSMOLINK VINA/VIETNAM | m
1871 | VB2 | A83200375 | TUBE,Thin Wall Tube (Up to 3.3KV),GSC,100/50,GRAY,GALA/INDIA | M10 | m | 257 | M10,, | NA | #N/A | #N/A
1872 | VB2 | A83200376 | TUBE,Thin Wall Tube (Up to 3.3KV),GSC,100/50,BROWN,GALA/INDIA | M10 | m | 125 | M10,, | NA | #N/A | #N/A
1873 | VB2 | A83200377 | TUBE,Thin Wall Tube (Up to 3.3KV),GSC,16/8,BROWN,GALA/INDIA | M10 | m | 38 | M10,, | NA | #N/A | #N/A
1874 | VB2 | A83200378 | TUBE,Thin Wall Tube (Up to 3.3KV),GSC,16/8,GRAY,GALA/INDIA | M10 | m | 251 | M10,, | NA | #N/A | #N/A
1875 | VB2 | A83200453 | TUBE,Thin Wall Tube (Up to 3.3KV),GSC,16/8,GREEN,UPM/CHINA | M10 | m | 40 | M10,, | NA | #N/A | #N/A
1876 | VB2 | A85100272 | WIRE,KIV CABLE,1Cx6.0 SQmm,450/750 V-Cu/PVC TCVN 6610/IEC 60227,YELLOW/GREEN,SH CABLE/VIET NAM | M30 | m | 50 | M30,, | 41564250145 | WIRE,450/750V-Cu/PVC,KIV,1Cx6.0 SQmm,YELLOW/GREEN,CLASS 5,COSMOLINK VINA/VIETNAM | m
1877 | VB2 | A85100275 | WIRE,KIV CABLE,1Cx1.0 SQmm,450/750 V-Cu/PVC TCVN 6610/IEC 60227,RED,SH CABLE/VIET NAM | M30 | m | 379 | M30,, | 41564250146 | WIRE,300/500V-Cu/PVC,KIV,1Cx1.0 SQmm,RED,CLASS 5,COSMOLINK VINA/VIETNAM | m
1878 | VB2 | A85000538 | CABLE,FLAME RETARDANT,1Cx10 SQmm,0.6/1kV Cu/H-PVC(HKIV),CLASS 5,BLACK,COSMOLINK/VIETNAM | M30 | m | 263 | M30,, | 41510005008 | CABLE,0.6/1kV Cu/FR-HPVC,HKIV(Heat Resistant PVC),1Cx10 SQmm,BLACK,CLASS 5,COSMOLINK VINA/VIETNAM | m
1879 | VB2 | A85000539 | CABLE,FLAME RETARDANT,1Cx16 SQmm,0.6/1kV Cu/H-PVC(HKIV),CLASS 5,BLACK,COSMOLINK/VIETNAM | M30 | m | 834 | M30,, | 41510005009 | CABLE,0.6/1kV Cu/FR-HPVC,HKIV(Heat Resistant PVC),1Cx16 SQmm,BLACK,CLASS 5,COSMOLINK VINA/VIETNAM | m
1880 | VB2 | A85000540 | CABLE,FLAME RETARDANT,1Cx25 SQmm,0.6/1kV Cu/H-PVC(HKIV),CLASS 5,BLACK,COSMOLINK/VIETNAM | M10 | m | 50 | M10,, | 41510005010 | CABLE,0.6/1kV Cu/FR-HPVC,HKIV(Heat Resistant PVC),1Cx25 SQmm,BLACK,CLASS 5,COSMOLINK VINA/VIETNAM | m
1881 | VB2 | A85000540 | CABLE,FLAME RETARDANT,1Cx25 SQmm,0.6/1kV Cu/H-PVC(HKIV),CLASS 5,BLACK,COSMOLINK/VIETNAM | M30 | m | 745 | M30,, | 41510005010 | CABLE,0.6/1kV Cu/FR-HPVC,HKIV(Heat Resistant PVC),1Cx25 SQmm,BLACK,CLASS 5,COSMOLINK VINA/VIETNAM | m
1882 | VB2 | A85000541 | CABLE,FLAME RETARDANT,1Cx35 SQmm,0.6/1kV Cu/H-PVC(HKIV),CLASS 5,BLACK,COSMOLINK/VIETNAM | M30 | m | 300 | M30,, | 41510005011 | CABLE,0.6/1kV Cu/FR-HPVC,HKIV(Heat Resistant PVC),1Cx35 SQmm,BLACK,CLASS 5,COSMOLINK VINA/VIETNAM | m
1883 | VB2 | A85000542 | CABLE,FLAME RETARDANT,1Cx50 SQmm,0.6/1kV Cu/H-PVC(HKIV),CLASS 5,BLACK,COSMOLINK/VIETNAM | M30 | m | 373 | M30,, | 41510005012 | CABLE,0.6/1kV Cu/FR-HPVC,HKIV(Heat Resistant PVC),1Cx50 SQmm,BLACK,CLASS 5,COSMOLINK VINA/VIETNAM | m
1884 | VB2 | A85000543 | CABLE,FLAME RETARDANT,1Cx70 SQmm,0.6/1kV Cu/H-PVC(HKIV),CLASS 5,BLACK,COSMOLINK/VIETNAM | M30 | m | 769 | M30,, | 41510005013 | CABLE,0.6/1kV Cu/FR-HPVC,HKIV(Heat Resistant PVC),1Cx70 SQmm,BLACK,CLASS 5,COSMOLINK VINA/VIETNAM | m
1885 | VB2 | A85000569 | CABLE,Cu/XLPE/Fr-PVC,1Cx50 SQmm,SINGLE-CORE CABLE,6/10kV,BLACK,LSCABLE/VIETNAM | M30 | m | 56 | M30,, | 41510005016 | CABLE,6/10kV Cu/XLPE/Fr-PVC,1Cx50 SQmm,BLACK,LS CABLE/VIETNAM | m
1886 | VB2 | A83200455 | TUBE,Thin Wall Tube (Up to 3.3KV),GSC,20/10,GREEN,UPM/CHINA | M10 | m | 98 | M10,, | NA | #N/A | #N/A
1887 | VB2 | A85100184 | WIRE,KIV CABLE,1Cx2.5 SQmm,450/750 V-Cu/PVC TCVN 6610/IEC 60227,GREEN COLOR,SH CABLE/VIET NAM | M30 | m | 550 | M30,, | 41564250144 | WIRE,450/750V-Cu/PVC,KIV,1Cx2.5 SQmm,GREEN,CLASS 5,COSMOLINK VINA/VIETNAM | m
1888 | VB2 | A85100187 | WIRE,KIV CABLE,1Cx2.5 SQmm,450/750 V-Cu/PVC TCVN 6610/IEC 60227,YELLOW COLOR,COSMOLINK/VIETNAM | M20 | m | 2190 | M20,, | 41564250114 | WIRE,450/750V-Cu/PVC,KIV,1Cx2.5 SQmm,YELLOW,CLASS 5,COSMOLINK VINA/VIETNAM | m
1889 | VB2 | A85100187 | WIRE,KIV CABLE,1Cx2.5 SQmm,450/750 V-Cu/PVC TCVN 6610/IEC 60227,YELLOW COLOR,COSMOLINK/VIETNAM | M30 | m | 4303 | M30,, | 41564250114 | WIRE,450/750V-Cu/PVC,KIV,1Cx2.5 SQmm,YELLOW,CLASS 5,COSMOLINK VINA/VIETNAM | m
1890 | VB2 | A85100188 | WIRE,KIV CABLE,1Cx2.5 SQmm,450/750 V-Cu/PVC TCVN 6610/IEC 60227,BLUE COLOR,COSMOLINK/VIETNAM | M20 | m | 5150 | M20,, | 41564250111 | WIRE,450/750V-Cu/PVC,KIV,1Cx2.5 SQmm,BLUE,CLASS 5,COSMOLINK VINA/VIETNAM | m
1891 | VB2 | A85100188 | WIRE,KIV CABLE,1Cx2.5 SQmm,450/750 V-Cu/PVC TCVN 6610/IEC 60227,BLUE COLOR,COSMOLINK/VIETNAM | M30 | m | 2162 | M30,, | 41564250111 | WIRE,450/750V-Cu/PVC,KIV,1Cx2.5 SQmm,BLUE,CLASS 5,COSMOLINK VINA/VIETNAM | m
1892 | VB2 | A85100190 | WIRE,KIV CABLE,1Cx2.5 SQmm,450/750 V-Cu/PVC TCVN 6610/IEC 60227,GREEN/YELLOW,COSMOLINK/VIETNAM | M20 | m | 1640 | M20,, | 41564250115 | WIRE,450/750V-Cu/PVC,KIV,1Cx2.5 SQmm,GREEN/YELLOW,CLASS 5,COSMOLINK VINA/VIETNAM | m
1893 | VB2 | A85100190 | WIRE,KIV CABLE,1Cx2.5 SQmm,450/750 V-Cu/PVC TCVN 6610/IEC 60227,GREEN/YELLOW,COSMOLINK/VIETNAM | M30 | m | 3285 | M30,, | 41564250115 | WIRE,450/750V-Cu/PVC,KIV,1Cx2.5 SQmm,GREEN/YELLOW,CLASS 5,COSMOLINK VINA/VIETNAM | m
1894 | VB2 | A85100232 | WIRE,KIV CABLE,1Cx4.0 SQmm,450/750 V-Cu/PVC TCVN 6610/IEC 60227,BLUE,SH CABLE/VIET NAM | M10 | lot | 200 | M10,, | 41564250117 | WIRE,450/750V-Cu/PVC,KIV,1Cx4.0 SQmm,BLUE,CLASS 5,COSMOLINK VINA/VIETNAM | m
1895 | VB2 | A85100246 | WIRE,KIV CABLE,1Cx2.5 SQmm,450/750 V-Cu/PVC TCVN 6610/IEC 60227,GRAY,COSMOLINK/VIETNAM | M10 | m | 85 | M10,, | 41564250112 | WIRE,450/750V-Cu/PVC,KIV,1Cx2.5 SQmm,GRAY,CLASS 5,COSMOLINK VINA/VIETNAM | m
1896 | VB2 | A85100246 | WIRE,KIV CABLE,1Cx2.5 SQmm,450/750 V-Cu/PVC TCVN 6610/IEC 60227,GRAY,COSMOLINK/VIETNAM | M30 | m | 10019 | M30,, | 41564250112 | WIRE,450/750V-Cu/PVC,KIV,1Cx2.5 SQmm,GRAY,CLASS 5,COSMOLINK VINA/VIETNAM | m
1897 | VB2 | A85100247 | WIRE,KIV CABLE,1Cx2.5 SQmm,450/750 V-Cu/PVC TCVN 6610/IEC 60227,GREEN,COSMOLINK/VIETNAM | M30 | lot | 509 | M30,, | 41564250144 | WIRE,450/750V-Cu/PVC,KIV,1Cx2.5 SQmm,GREEN,CLASS 5,COSMOLINK VINA/VIETNAM | m
1898 | VB2 | A85100482 | WIRE,Cu/PVC VCSF,1Cx0.75 SQmm,300/500V,BLACK,CADI-SUN/VIETNAM | M30 | m | 200 | M30,, | 41564250161 | WIRE,300/500V-Cu/PVC VCSF,1Cx0.75 SQmm,BLACK,CADI-SUN/VIETNAM | m
1899 | VB2 | A85100301 | WIRE,CABLE,450/750V XHHW/SIS,FLAME RETARDANT,1Cx6.0 SQmm,BLUE,LSCABLE/KOREA | M30 | m | 80 | M30,, | 41564250132 | WIRE,450/750V XHHW/SIS,FLAME RETARDANT,1Cx6.0 SQmm,BLUE,CLASS 5,LS CABLE/KOREA | m
1900 | VB2 | A85100316 | WIRE,KIV CABLE,1Cx4.0 SQmm,0.6/1kv -Cu/PVC TCVN 5935/IEC 60502-1,GREEN/YELLOW,SH CABLE/VIET NAM | M30 | m | 323 | M30,, | 41564250105 | WIRE,0.6/1kV Cu/FR-HPVC,HKIV(Heat Resistant PVC),1Cx4.0 SQmm,GREEN/YELLOW,CLASS 5,COSMOLINK VINA/VIETNAM | m
1901 | VB2 | A85000580 | CABLE,Cu/XLPE/Fr-PVC,1Cx35SQmm,SINGLE-CORE CABLE,6/10kV,BLACK,LSCABLE/VIETNAM | M30 | m | 47 | M30,, | 41510005019 | CABLE,6/10kV Cu/XLPE/Fr-PVC,1Cx35 SQmm,BLACK,LS CABLE/VIETNAM | m
1902 | VB2 | A85000008 | CABLE,KIV CABLE,1Cx70 SQmm,MULTI-CORE CABLES,450/750V,BLACK,SH VINA CABLE | M10 | m | 25 | M10,, | 41510004982 | CABLE,450/750V-Cu/PVC,KIV,1Cx70 SQmm,BLACK,CLASS 5,COSMOLINK VINA/VIETNAM | m
1903 | VB2 | A85000008 | CABLE,KIV CABLE,1Cx70 SQmm,MULTI-CORE CABLES,450/750V,BLACK,SH VINA CABLE | M30 | m | 514 | M30,, | 41510004982 | CABLE,450/750V-Cu/PVC,KIV,1Cx70 SQmm,BLACK,CLASS 5,COSMOLINK VINA/VIETNAM | m
1904 | VB2 | A85000010 | CABLE,KIV CABLE,1Cx95 SQmm,MULTI-CORE CABLES,450/750V,BLACK,SH VINA CABLE | M30 | m | 159 | M30,, | 41510004983 | CABLE,450/750V-Cu/PVC,KIV,1Cx95 SQmm,BLACK,CLASS 5,COSMOLINK VINA/VIETNAM | m
1905 | VB2 | A85000012 | CABLE,KIV CABLE,1Cx120 SQmm,MULTI-CORE CABLES,450/750V,BLACK,COSMOLINK/VIETNAM | M30 | m | 77 | M30,, | 41510004984 | CABLE,450/750V-Cu/PVC,KIV,1Cx120 SQmm,BLACK,CLASS 5,COSMOLINK VINA/VIETNAM | m
1906 | VB2 | A85000013 | CABLE,KIV CABLE,1Cx10 SQmm,MULTI-CORE CABLES,450/750V,BLACK,SH VINA CABLE | M30 | m | 432 | M30,, | 41510004985 | CABLE,450/750V-Cu/PVC,KIV,1Cx10 SQmm,BLACK,CLASS 5,COSMOLINK VINA/VIETNAM | m
1907 | VB2 | A17103809 | CT,LSC-621A,BIL:7.2/20/60kV,40/5A,15VA,5P10,25kA/1S,1 CORE,60Hz,P2-SIDE,YOUNG-HWA/KOREA. | E31 | ea | 3 | E31,, | 24060027182 | CT,LSC-621A,BIL:7.2/20/60kV,40/5A,15VA,5P10,25kA/1s,1 CORE,60Hz,P2-SIDE,YOUNG-HWA/KOREA | ea
1908 | VB2 | A17103698 | CT,WYCW-15,1.15kV,10/5A,5VA,1.0CL,50Hz,WOONYOUNG/KOREA. | M10 | ea | 3 | M10,, | 24060027111 | CT,WYCW-15,1.15kV,10/5A,5VA,1.0CL,50Hz,WOONYOUNG/KOREA | ea
1909 | VB2 | A17103729 | CT,LSC-401AT,BIL:6.9/22/60kV,800/5A-100/5A,15VA-15VA,1P N>20/5G,31.5kA/1S,1 CORE 3rd WINDING,60Hz,K-SIDE,DONGWOO/KOREA. | E31 | ea | 3 | E31,, | 24060027191 | CT,LSC-401AT,BIL:6.9/22/60kV,800/5A-100/5A,15VA-15VA,1P N>20/5G,31.5kA/1s,1 CORE 3rd WINDING,60Hz,K-SIDE,DONGWOO/KOREA | ea
1910 | VB2 | A63500017 | KEY,Part, KEY Unit for BCL15002M,W1212 H1965 D1404,FOR VCB(630-4000A 930MM),W/확장형 BRACKET(4000-6300A 1020MM)_보호 아크릴_브레이크 바퀴,부창, AC230V,50Hz,BUCHANG/KOREA | M10 | ea | 3 | M10,, | NA | #N/A | #N/A
1911 | VB2 | A17700873 | TR(POWER),RC-500,500VA,PRI:380V,SEC:24V,60Hz,1P,DRY, INSULATION LEVEL B,Cu CONDUCTOR,OBOK/KOREA | E31 | ea | 3 | E31,, | 24410004532 | TR(POWER),RC-500,1P,PRI:380V/SEC:24V,60Hz,500VA,INSULATION LEVEL B,DRY,Cu CONDUCTOR,OBOK/KOREA | ea
1912 | VB2 | A17700883 | TR(POWER),SST-1L300,300VA,PRI:460V,SEC:230V,50/60Hz,1P,DRY,Cu CONDUCTOR,SAM SUNG/KOREA | E31 | ea | 2 | E31,, | #N/A | #N/A | #N/A
1913 | VB2 | A17800136 | ZCT,WYZS-210,SQUARE210X30,CURR.RATIO:200mA/100mV,RATED CURR:500A,50Hz,WOONYOUNG/KOREA. | E31 | ea | 1 | E31,, | 24460001021 | ZCT,WYZS-210,CURR.RATIO:200mA/100mV,RATED CURR:500A,50Hz,SQUARE210X30,WOONYOUNG/KOREA | ea
1914 | VB2 | A17800136 | ZCT,WYZS-210,SQUARE210X30,CURR.RATIO:200mA/100mV,RATED CURR:500A,50Hz,WOONYOUNG/KOREA. | M10 | ea | 1 | M10,, | 24460001021 | ZCT,WYZS-210,CURR.RATIO:200mA/100mV,RATED CURR:500A,50Hz,SQUARE210X30,WOONYOUNG/KOREA | ea
1915 | VB2 | A17800254 | ZCT,WYZS-260,SQUARE260X30,CURR.RATIO:200mA/100mV,RATED CURR:630A,50/60Hz,WOONYOUNG/KOREA. | E31 | ea | 4 | E31,, | 24460001025 | ZCT,WYZS-260,CURR.RATIO:200mA/100mV,RATED CURR:630A,50/60Hz,SQUARE260X30,WOONYOUNG/KOREA | ea
1916 | VB2 | A17800254 | ZCT,WYZS-260,SQUARE260X30,CURR.RATIO:200mA/100mV,RATED CURR:630A,50/60Hz,WOONYOUNG/KOREA. | M10 | ea | 1 | M10,, | 24460001025 | ZCT,WYZS-260,CURR.RATIO:200mA/100mV,RATED CURR:630A,50/60Hz,SQUARE260X30,WOONYOUNG/KOREA | ea
1917 | VB2 | A17800267 | ZCT,ZGD21A,SQUARE30X210,CURR.RATIO:200mA/100mV,60Hz,KYONGBO/KOREA. | E31 | ea | 4 | E31,, | 24460001027 | ZCT,ZGD21A,CURR.RATIO:200mA/100mV,60Hz,SQUARE30X210,KYONGBO/KOREA | ea
1918 | VB2 | A17800138 | ZCT,ZL21,SQUARE30X210,CURR.RATIO:200mA/100mV,60Hz,KYONGBO/KOREA. | E31 | ea | 10 | E31,, | 24460001022 | ZCT,ZL21,CURR.RATIO:200mA/100mV,60Hz,SQUARE30X210,KYONGBO/KOREA | ea
1919 | VB2 | A17800239 | ZCT,KAT-200/310-100,200Ø,CURR.RATIO:100/1A,2.5VA,10P10,60Hz,ESITAS/INDONESIA. | E31 | ea | 3 | E31,, | 24460001023 | ZCT,KAT-200/310-100,CURR.RATIO:100/1A,2.5VA,60Hz,200PI,10P10,ESITAS/INDONESIA | ea
1920 | VB2 | A17800040 | ZCT,WYZR-030,30Ø,CURR.RATIO:200mA/100mV,RATED CURR:100A,50Hz,WOONYOUNG/KOREA. | E31 | ea | 3 | E31,, | 24460001015 | ZCT,WYZR-030,CURR.RATIO:200mA/100mV,RATED CURR:100A,50Hz,30PI,WOONYOUNG/KOREA | ea
1921 | VB2 | A17800040 | ZCT,WYZR-030,30Ø,CURR.RATIO:200mA/100mV,RATED CURR:100A,50Hz,WOONYOUNG/KOREA. | M10 | ea | 14 | M10,, | 24460001015 | ZCT,WYZR-030,CURR.RATIO:200mA/100mV,RATED CURR:100A,50Hz,30PI,WOONYOUNG/KOREA | ea
1922 | VB2 | A17800041 | ZCT,WYZR-050,50Ø,CURR.RATIO:200mA/100mV,RATED CURR:250A,50Hz,WOONYOUNG/KOREA. | M10 | ea | 2 | M10,, | 24460001016 | ZCT,WYZR-050,CURR.RATIO:200mA/100mV,RATED CURR:250A,50Hz,50PI,WOONYOUNG/KOREA | ea
1923 | VB2 | A17800048 | ZCT,WYZS-160,SQUARE166X30,CURR.RATIO:200mA/100mV,RATED CURR:400A,50Hz,WOONYOUNG/KOREA. | E31 | ea | 5 | E31,, | 24460001018 | ZCT,WYZS-160,CURR.RATIO:200mA/100mV,RATED CURR:400A,50Hz,SQUARE166X30,WOONYOUNG/KOREA | ea
1924 | VB2 | A17800084 | ZCT,ZL03,30Ø,CURR.RATIO:200mA/100mV,50Hz,KYONGBO/KOREA | E31 | ea | 1 | E31,, | #N/A | #N/A | #N/A
1925 | VB2 | A39300017 | MCCB PART,Direct rotary handle DH2-L,FOR TS100~250,L-TYPE,LSIS/KOREA | M10 | ea | 16 | M10,, | 83111172802 | HANDLE(ACCE),DH2-L,TS250 | ea
1926 | VB2 | A39300018 | MCCB PART,Direct rotary handle DH2-R,FOR TS100~250,R-TYPE,LSIS/KOREA | M10 | ea | 8 | M10,, | 83111172803 | HANDLE(ACCE),DH2-R,TS250 | ea
1927 | VB2 | A39300020 | MCCB PART,Direct rotary handle DH3-L,FOR TS400~630,L-TYPE,LSIS/KOREA | M10 | ea | 7 | M10,, | 83111173802 | HANDLE(ACCE),DH3-L,TS630 | ea
1928 | VB2 | A39500033 | PLUG,T-CONNECTOR 12kV,EHQ3-15/630A-120,120mmSQ,12kV(1set=3pcs),Front type,YIHAO/CHINA | M10 | set | 6 | M10,, | NA | #N/A | #N/A
1929 | VB2 | A40100033 | SPACE HEATER,SH-100W,100W,AC200~240V,50/60Hz,W/LED INDICATION,HIVERO/KOREA. | M10 | ea | 32 | M10,, | 07117115147 | SPACE HEATER,SH-100W,AC200-240V,100W,50/60Hz,W/LED INDICATION,HIVERO/VIETNAM | ea
1930 | VB2 | A40500032 | THERMO START,RSB-90/2M,ADJ TEMP:0°~90°C,SENSOR LENGTH:2M,RUN ELECTRIC/KOREA | A12 | ea | 5 | A12,, | 07410000181 | THERMO STAT,RSB-90/2M,ADJ TEMP:0°~90°C,AC250V 16A,SENSOR LENGTH:2m,RUN ELECTRIC/KOREA | ea
1931 | VB2 | A40500033 | THERMO START,RHC-90-HS2CH,ADJ TEMP:-10°~50°C,RH: 30~90%,WITH LED INDICATION FOR HEARTER,LED AC110~240V,SENSOR LENGTH:6M,RUN ELECTRIC/KOREA | M10 | ea | 7 | M10,, | 07410000188 | THERMO STAT,RHC-90-HS2CH,ADJ TEMP:-10°~50°C/RH: 30~90%,Power supply:AC/DC110-240V,AC250V 5A,50/60Hz,SENSOR LENGTH:6m,WITH LED INDICATION,RUN ELECTRIC/KOREA | ea
1932 | VB2 | A40500038 | THERMO START,RHC-90-HS2CF,ADJ TEMP:-10°~50°C,RH: 30~90%,WITH LED INDICATION FOR HEARTER,LED AC110~240V,SENSOR LENGTH:6M,RUN ELECTRIC/KOREA | A12 | ea | 13 | A12,, | 07410000189 | THERMO STAT,RHC-90-HS2CF,ADJ TEMP:-10°~50°C/RH: 30~90%,Power supply:AC/DC110-240V,AC250V 5A,50/60Hz,SENSOR LENGTH:6m,WITH LED INDICATION,RUN ELECTRIC/KOREA | ea
1933 | VB2 | A40500038 | THERMO START,RHC-90-HS2CF,ADJ TEMP:-10°~50°C,RH: 30~90%,WITH LED INDICATION FOR HEARTER,LED AC110~240V,SENSOR LENGTH:6M,RUN ELECTRIC/KOREA | M10 | ea | 1 | M10,, | 07410000189 | THERMO STAT,RHC-90-HS2CF,ADJ TEMP:-10°~50°C/RH: 30~90%,Power supply:AC/DC110-240V,AC250V 5A,50/60Hz,SENSOR LENGTH:6m,WITH LED INDICATION,RUN ELECTRIC/KOREA | ea
1934 | VB2 | A85000393 | CABLE,CABLE,0.6/1kV XHHW/SIS,FLAME RETARDANT,1Cx35 SQmm,XLPE Insulation, CLASS 5,BLACK,DEAWON CABLE/KOREA | M30 | m | 78 | M30,, | 41510005000 | CABLE,0.6/1kV HF-XHHW/SIS,HALOGEN-FREE FLAME RETARDANT,1Cx35 SQmm,BLACK,CLASS 5,DAEWON CABLE/KOREA | m
1935 | VB2 | A85000394 | CABLE,CABLE,0.6/1kV XHHW/SIS,FLAME RETARDANT,1Cx50 SQmm,XLPE Insulation, CLASS 5,BLACK,DEAWON CABLE/KOREA | M30 | m | 272 | M30,, | 41510005001 | CABLE,0.6/1kV HF-XHHW/SIS,HALOGEN-FREE FLAME RETARDANT,1Cx50 SQmm,BLACK,CLASS 5,DAEWON CABLE/KOREA | m
1936 | VB2 | A85000404 | CABLE,CABLE,SHIELD,LIREV-AMESB 1PX22AWG,GRAY,LS-CABLE/KOREA | M30 | m | 3408 | M30,, | 41564250166 | WIRE,SHIELD LIREV-AMESB,1Px22 AWG,GRAY,CLASS 5,LS CABLE/KOREA | m
1937 | VB2 | A85000417 | CABLE,CABLE,0.6/1kV XHHW/SIS,FLAME RETARDANT,1Cx2.5 SQmm,XLPE Insulation, CLASS 5,GREEN,DEAWON CABLE/KOREA | E31 | m | 2063 | E31,, | 41564250030 | WIRE,0.6/1kV HF-XHHW/SIS,HALOGEN-FREE FLAME RETARDANT,1Cx2.5 SQmm,GREEN,CLASS 5,DAEWON CABLE/KOREA | m
1938 | VB2 | A85000417 | CABLE,CABLE,0.6/1kV XHHW/SIS,FLAME RETARDANT,1Cx2.5 SQmm,XLPE Insulation, CLASS 5,GREEN,DEAWON CABLE/KOREA | M30 | m | 755 | M30,, | 41564250030 | WIRE,0.6/1kV HF-XHHW/SIS,HALOGEN-FREE FLAME RETARDANT,1Cx2.5 SQmm,GREEN,CLASS 5,DAEWON CABLE/KOREA | m
1939 | VB2 | A85000706 | CABLE,CABLE,0.6/1kV XHHW/SIS,HALOGEN-FREE FLAME RETARDANT,1Cx16 SQmm,FR-XLPE Insulation,CLASS 5,BLACK,GAON/KOREA | M10 | m | 2000 | M10,, | 41510005073 | CABLE,0.6/1kV HF-XHHW/SIS,HALOGEN-FREE FLAME RETARDANT,1Cx16 SQmm,BLACK,CLASS 5,GAON CABLE/KOREA | m
1940 | VB2 | A85100035 | WIRE,CABLE,450/750V XHHW/SIS,FLAME RETARDANT,1Cx2.5 SQmm,CLASS 5,YELLOW,LSCABLE/KOREA | M10 | m | 10595 | M10,, | 41564250052 | WIRE,450/750V XHHW/SIS,FLAME RETARDANT,1Cx2.5 SQmm,YELLOW,CLASS 5,LS CABLE/KOREA | m
1941 | VB2 | A85100462 | WIRE,SHIELD CABLE,4Cx0.75SQmm,Kwangil Cable/Korea | M30 | m | 461 | M30,, | 41564250123 | WIRE,450/750V SHIELD CABLE,4Cx0.75 SQmm,BLACK,KWANGIL CABLE/KOREA | m
1942 | VB2 | A85000449 | CABLE,CABLE,0.6/1kV XHHW/SIS,FLAME RETARDANT,1Cx70 SQmm,XLPE Insulation, CLASS 5,BLACK,DEAWON CABLE/KOREA | E31 | m | 790 | E31,, | 41510005005 | CABLE,0.6/1kV HF-XHHW/SIS,HALOGEN-FREE FLAME RETARDANT,1Cx70 SQmm,BLACK,CLASS 5,DAEWON CABLE/KOREA | m
1943 | VB2 | A85000449 | CABLE,CABLE,0.6/1kV XHHW/SIS,FLAME RETARDANT,1Cx70 SQmm,XLPE Insulation, CLASS 5,BLACK,DEAWON CABLE/KOREA | M10 | m | 8 | M10,, | 41510005005 | CABLE,0.6/1kV HF-XHHW/SIS,HALOGEN-FREE FLAME RETARDANT,1Cx70 SQmm,BLACK,CLASS 5,DAEWON CABLE/KOREA | m
1944 | VB2 | A85000449 | CABLE,CABLE,0.6/1kV XHHW/SIS,FLAME RETARDANT,1Cx70 SQmm,XLPE Insulation, CLASS 5,BLACK,DEAWON CABLE/KOREA | M30 | m | 27 | M30,, | 41510005005 | CABLE,0.6/1kV HF-XHHW/SIS,HALOGEN-FREE FLAME RETARDANT,1Cx70 SQmm,BLACK,CLASS 5,DAEWON CABLE/KOREA | m
1945 | VB2 | A85000450 | CABLE,CABLE,0.6/1kV XHHW/SIS,FLAME RETARDANT,1Cx95 SQmm,XLPE Insulation, CLASS 5,BLACK,DEAWON CABLE/KOREA | M30 | m | 212 | M30,, | 41510005006 | CABLE,0.6/1kV HF-XHHW/SIS,HALOGEN-FREE FLAME RETARDANT,1Cx95 SQmm,BLACK,CLASS 5,DAEWON CABLE/KOREA | m
1946 | VB2 | A85000468 | CABLE,450/750V XHHW/SIS,Flame retardant IEC 60332,1Cx25 SQmm,EVA insulated cable,class 5,GREEN/YELLOW,LS cable/Korea | E31 | m | 39 | E31,, | 41510004991 | CABLE,450/750V XHHW/SIS,FLAME RETARDANT,1Cx25 SQmm,GREEN/YELLOW,CLASS 5,LS CABLE/KOREA | m
1947 | VB2 | A85000468 | CABLE,450/750V XHHW/SIS,Flame retardant IEC 60332,1Cx25 SQmm,EVA insulated cable,class 5,GREEN/YELLOW,LS cable/Korea | M30 | m | 31 | M30,, | 41510004991 | CABLE,450/750V XHHW/SIS,FLAME RETARDANT,1Cx25 SQmm,GREEN/YELLOW,CLASS 5,LS CABLE/KOREA | m
1948 | VB2 | A84000065 | STEEL,SGLCC/AZ120/C(R),PLATE,T1.6,W583,L421.6,MC0805-P1 | E31 | ea | 2 | E31,, | 40010007923 | STEEL,SGLCC/AZ120/C(R),PLATE,T1.6,W583,L421.6,MC0805- P1 | ea
1949 | VB2 | A85000662 | CABLE,CABLE,0.6/1kV HF-XHHW/SIS,FLAME RETARDANT,1Cx16 SQmm,XLPE Insulation, CLASS 5,BLACK,DAEWON CABLE/KOREA | E31 | m | 269 | E31,, | 41510004998 | CABLE,0.6/1kV HF-XHHW/SIS,HALOGEN-FREE FLAME RETARDANT,1Cx16 SQmm,BLACK,CLASS 5,DAEWON CABLE/KOREA | m
1950 | VB2 | A85000662 | CABLE,CABLE,0.6/1kV HF-XHHW/SIS,FLAME RETARDANT,1Cx16 SQmm,XLPE Insulation, CLASS 5,BLACK,DAEWON CABLE/KOREA | M10 | m | 3.8 | M10,, | 41510004998 | CABLE,0.6/1kV HF-XHHW/SIS,HALOGEN-FREE FLAME RETARDANT,1Cx16 SQmm,BLACK,CLASS 5,DAEWON CABLE/KOREA | m
1951 | VB2 | A85000664 | CABLE,CABLE,0.6/1kV HF-XHHW/SIS,FLAME RETARDANT,1Cx50 SQmm,XLPE Insulation, CLASS 5,BLACK,DAEWON CABLE/KOREA | E31 | m | 105 | E31,, | 41510005001 | CABLE,0.6/1kV HF-XHHW/SIS,HALOGEN-FREE FLAME RETARDANT,1Cx50 SQmm,BLACK,CLASS 5,DAEWON CABLE/KOREA | m
1952 | VB2 | A85100372 | WIRE,CABLE,0.6/1kV XHHW/SIS,FLAME RETARDANT,1Cx1.5 SQmm,XLPE Insulation, CLASS 5,RED,DEAWON CABLE/KOREA | M30 | m | 1079 | M30,, | 41564250024 | WIRE,0.6/1kV HF-XHHW/SIS,HALOGEN-FREE FLAME RETARDANT,1Cx1.5 SQmm,RED,CLASS 5,DAEWON CABLE/KOREA | m
1953 | VB2 | A85100373 | WIRE,CABLE,0.6/1kV XHHW/SIS,FLAME RETARDANT,1Cx4.0 SQmm,XLPE Insulation, CLASS 5,BROWN,DEAWON CABLE/KOREA | E31 | m | 1858 | E31,, | 41564250041 | WIRE,0.6/1kV HF-XHHW/SIS,HALOGEN-FREE FLAME RETARDANT,1Cx4.0 SQmm,BROWN,CLASS 5,DAEWON CABLE/KOREA | m
1954 | VB2 | A85100373 | WIRE,CABLE,0.6/1kV XHHW/SIS,FLAME RETARDANT,1Cx4.0 SQmm,XLPE Insulation, CLASS 5,BROWN,DEAWON CABLE/KOREA | M30 | m | 1040 | M30,, | 41564250041 | WIRE,0.6/1kV HF-XHHW/SIS,HALOGEN-FREE FLAME RETARDANT,1Cx4.0 SQmm,BROWN,CLASS 5,DAEWON CABLE/KOREA | m
1955 | VB2 | A85100374 | WIRE,CABLE,0.6/1kV XHHW/SIS,FLAME RETARDANT,1Cx2.5 SQmm,XLPE Insulation, CLASS 5,BROWN,DEAWON CABLE/KOREA | M10 | m | 600 | M10,, | 41564250028 | WIRE,0.6/1kV HF-XHHW/SIS,HALOGEN-FREE FLAME RETARDANT,1Cx2.5 SQmm,BROWN,CLASS 5,DAEWON CABLE/KOREA | m
1956 | VB2 | A85100377 | WIRE,CABLE,0.6/1kV XHHW/SIS,FLAME RETARDANT,1Cx1.5 SQmm,XLPE Insulation, CLASS 5,BLUE,DEAWON CABLE/KOREA | E31 | m | 51512.5 | E31,, | 41564250025 | WIRE,0.6/1kV HF-XHHW/SIS,HALOGEN-FREE FLAME RETARDANT,1Cx1.5 SQmm,BLUE,CLASS 5,DAEWON CABLE/KOREA | m
1957 | VB2 | A85100377 | WIRE,CABLE,0.6/1kV XHHW/SIS,FLAME RETARDANT,1Cx1.5 SQmm,XLPE Insulation, CLASS 5,BLUE,DEAWON CABLE/KOREA | M10 | m | 0.5 | M10,, | 41564250025 | WIRE,0.6/1kV HF-XHHW/SIS,HALOGEN-FREE FLAME RETARDANT,1Cx1.5 SQmm,BLUE,CLASS 5,DAEWON CABLE/KOREA | m
1958 | VB2 | A85100377 | WIRE,CABLE,0.6/1kV XHHW/SIS,FLAME RETARDANT,1Cx1.5 SQmm,XLPE Insulation, CLASS 5,BLUE,DEAWON CABLE/KOREA | M30 | m | 4144 | M30,, | 41564250025 | WIRE,0.6/1kV HF-XHHW/SIS,HALOGEN-FREE FLAME RETARDANT,1Cx1.5 SQmm,BLUE,CLASS 5,DAEWON CABLE/KOREA | m
1959 | VB2 | A85100378 | WIRE,CABLE,0.6/1kV XHHW/SIS,FLAME RETARDANT,1Cx1.5 SQmm,XLPE Insulation, CLASS 5,YELLOW,DEAWON CABLE/KOREA | E31 | m | 3182 | E31,, | 41564250023 | WIRE,0.6/1kV HF-XHHW/SIS,HALOGEN-FREE FLAME RETARDANT,1Cx1.5 SQmm,YELLOW,CLASS 5,DAEWON CABLE/KOREA | m
1960 | VB2 | A85100378 | WIRE,CABLE,0.6/1kV XHHW/SIS,FLAME RETARDANT,1Cx1.5 SQmm,XLPE Insulation, CLASS 5,YELLOW,DEAWON CABLE/KOREA | M30 | m | 128 | M30,, | 41564250023 | WIRE,0.6/1kV HF-XHHW/SIS,HALOGEN-FREE FLAME RETARDANT,1Cx1.5 SQmm,YELLOW,CLASS 5,DAEWON CABLE/KOREA | m
1961 | VB2 | A85000081 | CABLE,CABLE,450/750V XHHW/SIS,FLAME RETARDANT,1CX16SQmm,SINGLE-CORE CABLE,BLACK,LSCABLE/KOREA | M30 | m | 111 | M30,, | 41510004988 | CABLE,450/750V XHHW/SIS,FLAME RETARDANT,1Cx16SQmm,BLACK,CLASS 5,LS CABLE/KOREA | m
1962 | VB2 | A85000665 | CABLE,CABLE,0.6/1kV HF-XHHW/SIS,FLAME RETARDANT,1Cx95 SQmm,XLPE Insulation, CLASS 5,BLACK,DAEWON CABLE/KOREA | E31 | m | 290 | E31,, | 41510005006 | CABLE,0.6/1kV HF-XHHW/SIS,HALOGEN-FREE FLAME RETARDANT,1Cx95 SQmm,BLACK,CLASS 5,DAEWON CABLE/KOREA | m
1963 | VB2 | A85000666 | CABLE,CABLE,0.6/1kV HF-XHHW/SIS,FLAME RETARDANT,1Cx25 SQmm,XLPE Insulation, CLASS 5,GREEN/YELLOW,DAEWON CABLE/KOREA | E31 | m | 686.3 | E31,, | 41510004996 | CABLE,0.6/1kV HF-XHHW/SIS,HALOGEN-FREE FLAME RETARDANT,1Cx25 SQmm,GREEN/YELLOW,CLASS 5,DAEWON CABLE/KOREA | m
1964 | VB2 | A71500039 | INTERLOCK,INTERLOCK ASSY,LBS 2W,GRMU LFL, 56123568006, VIET NAM | M10 | ea | 3 | M10,, | 5611VR68117 | INTERLOCK,INTERLOCK ASS'Y,LBS 2W GRMU LFL 56123568006, VIET NAM | ea
1965 | VB2 | A71500040 | INTERLOCK,INTERLOCK,FUSE COVER PIN,GRMU LFL, 56113568003, VIET NAM | M10 | ea | 21 | M10,, | 5611VR68118 | INTERLOCK,INTERLOCK,FUSE COVER PIN GRMU LFL 56113568003, VIET NAM | ea
1966 | VB2 | A71500050 | INTERLOCK,INTERLOCK ASSY, LBS 1W, GRMU LLLL, DRAWING 56123568013, VIET NAM | M10 | set | 9 | M10,, | 5611VR70006 | INTERLOCK,INTERLOCK ASS'Y,GRMU LLLL,LBS 1W, DRAWING 56123568013, VIET NAM | set
1967 | VB2 | A71500051 | INTERLOCK,INTERLOCK ASSY, LBS 2W, GRMU LLLL, DRAWING 56123568014, VIET NAM | M10 | set | 9 | M10,, | 5611VR70007 | INTERLOCK,INTERLOCK ASS'Y,GRMU LLLL,LBS 2W, DRAWING 56123568014, VIET NAM | set
1968 | VB2 | A71500052 | INTERLOCK,INTERLOCK ASSY, LBS 3W, GRMU LLLL, DRAWING 56123568015, VIET NAM | M10 | set | 9 | M10,, | 5611VR70008 | INTERLOCK,INTERLOCK ASS'Y,GRMU LLLL,LBS 3W, DRAWING 56123568015, VIET NAM | set
1969 | VB2 | A73600286 | PLATE,PLATE ASSY_FRONT COVER,SL,EFCI,GRMU LFFLxp,VN RMU,5842VN10034,VIET NAM | M10 | ea | 5 | M10,, | #N/A | #N/A | #N/A
1970 | VB2 | A73600289 | PLATE,PLATE ASSY,COVER WELD L,GRMU LLL, 5842VN10049,VIET NAM | M10 | ea | 5 | M10,, | 5842VR62257 | PLATE ASS'Y,COVER WELD L,GRMU LLL, 5842VN10049 VIETNAM | ea
1971 | VB2 | A73600290 | PLATE,PLATE ASSY,COVER WELD M,GRMU LFL, 5842VN10051,VIET NAM | M10 | ea | 6 | M10,, | 5842VR62258 | PLATE ASS'Y,COVER WELD M,GRMU LFL, 5842VN10051 VIETNAM | ea
1972 | VB2 | A73600291 | PLATE,PLATE ASSY,COVER WELD R,GRMU LFL, 5842VN10053,VIET NAM | M10 | ea | 4 | M10,, | 5842VR62259 | PLATE ASS'Y,COVER WELD R,GRMU LFL, 5842VN10053 VIETNAM | ea
1973 | VB2 | A71500070 | INTERLOCK,INTERLOCK ASSY,LBS 1W,GRMU LLFL, 56123568008, VIET NAM | M10 | set | 7 | M10,, | #N/A | #N/A | #N/A
1974 | VB2 | A71500078 | INTERLOCK,NTERLOCK,GUIDE PIN,GRMU C, 56113564001, VIET NAM | M10 | set | 2 | M10,, | 5611VR70009 | INTERLOCK,INTERLOCK ASS'Y,GRMU C,GUIDE PIN, DRAWING 56113564001, VIET NAM | set
1975 | VB2 | A71500092 | INTERLOCK,INTERLOCK PLATE,VH-12Kv50kA(VCB=1KEY BOLT + ES),S44064128,VIETNAM | M10 | set | 1 | M10,, | 56118200001 | INTERLOCK,INTERLOCK PLATE,VH-12Kv50kA(VCB=1KEY BOLT + ES),S44064128 ,VIET NAM | set
1976 | VB2 | A73600315 | PLATE,PLATE ASSY,FRONT COVER, BL2, LBS,GRMU LLCLL,VN RMU, 5842VN10075,VIET NAM | M10 | ea | 3 | M10,, | #N/A | #N/A | #N/A
1977 | VB2 | A73600316 | PLATE,PLATE ASSY,FRONT COVER SUB,DS3,GRMU LLCLL,VN RMU, 5842VN10077,VIET NAM | M10 | ea | 2 | M10,, | #N/A | #N/A | #N/A
1978 | VB2 | A73600317 | PLATE,PLATE ASSY,FRONT COVER,BR4,LBS,GRMU LLCLL,VN RMU, 5842VN10078,VIET NAM | M10 | ea | 2 | M10,, | #N/A | #N/A | #N/A
1979 | VB2 | A73600320 | PLATE,PLATE ASSY,COVER WELD F,02,GRMU LLFL,VN RMU,5842VN00024,VIET NAM | M10 | ea | 1 | M10,, | #N/A | #N/A | #N/A
1980 | VB2 | A71500096 | INTERLOCK,INTERLOCK PLATE,DWG NUMBER: PAC8012120097,VIETNAM | M10 | ea | 10 | M10,, | 56114100005 | INTERLOCK,INTERLOCK PLATE,DWG NUMBER: PAC8012120097 ,VIET NAM | ea
1981 | VB2 | A71500098 | INTERLOCK,LINK ASSY,FUSE STRIKE,MAIN 1,GRMU LFFL, 65323563152_Rev1,VIETNAM | M10 | ea | 2 | M10,, | #N/A | #N/A | #N/A
1982 | VB2 | A71500099 | INTERLOCK,INTERLOCK ASSY,LBS 1W,GRMU LF, 56123568020,VIETNAM | M10 | ea | 2 | M10,, | #N/A | #N/A | #N/A
1983 | VB2 | A73600336 | PLATE,PLATE ASSY,FRONT UPPER COVER WELD 1,GRMU LFLxp, 5842VN10014,VIET NAM | M10 | ea | 2 | M10,, | #N/A | #N/A | #N/A
1984 | VB2 | A73600337 | PLATE,PLATE ASSY,FRONT UPPER COVER WELD 2,GRMU LFLxp, 5842VN10016,VIET NAM | M10 | ea | 1 | M10,, | #N/A | #N/A | #N/A
1985 | VB2 | A73600338 | PLATE,PLATE ASSY,FRONT UPPER COVER WELD 3,GRMU LFLxp, 5842VN10018,VIET NAM | M10 | ea | 1 | M10,, | #N/A | #N/A | #N/A
1986 | VB2 | A73600351 | PLATE,CB LOCK PLATE (R),MCSG,VH-06H40D40, 2 TIE NO ARC DUCT, REAR UP,SC015006,VIET NAM | M10 | ea | 4 | M10,, | 58418200028 | PLATE,CB LOCK PLATE (R),MCSG,2 TIE NO ARC DUCT,VH-06H40D40,REAR UP,SC015006,VIET NAM | ea
1987 | VB2 | A71500117 | INTERLOCK,INTERLOCK PLATE,INTERLOCK- KE-615 | M10 | set | 1 | M10,, | 56118200002 | INTERLOCK,INTERLOCK PLATE,INTERLOCK- KE- 615 | set
1988 | VB2 | A72200001 | LEVER ASS'Y,LEVER 2 ASSY,COMPACT AIS,DWG NUMBER:S44292455 | M10 | ea | 2 | M10,, | 65028200001 | LEVER ASS'Y,LEVER 2 ASSY,DWG NUMBER:S44292455,COMPACT AIS | ea
1989 | VB2 | A71500119 | INTERLOCK,INTERLOCK ASSY,LBS 2W_LLLL,VN RMU,5612VN10002,VIETNAM | M10 | set | 1 | M10,, | 5611VR70010 | INTERLOCK,INTERLOCK ASS'Y,GRMU LLLL,LBS 2W, DRAWING 5612VN10002,VIETNAM | set
1990 | VB2 | A72800007 | LOCK ASS'Y,DOOR LOCK ASSY,COMPACT AIS, CU-AP,DWG NUMBER:S44308185A | M10 | ea | 1 | M10,, | NA | #N/A | #N/A
1991 | VB2 | A73600022 | PLATE,EARTH BUSBAR,COMPACT AIS,S44300700 | M10 | ea | 20 | M10,, | 58418200019 | PLATE,EARTH BUSBAR,COMPACT AIS,S44300700_ | ea
1992 | VB2 | A73600078 | PLATE,PLATE ASSY, FRONT COVER SUB 02, DR, LBS, GRMU LCL, 58423569110A, VIET NAM | M10 | ea | 5 | M10,, | 5842VR62217 | PLATE ASS'Y,FRONT COVER SUB 02,DR LBS,GRMU LCL, 58423569110A VIETNAM | ea
1993 | VB2 | A73600079 | PLATE,PLATE ASSY,COVER WELD L,GRMU LFL, 58423568071A, VIET NAM | M10 | ea | 20 | M10,, | 5842VR62218 | PLATE ASS'Y,COVER WELD L,GRMU LFL, 58423568071A VIETNAM | ea
1994 | VB2 | A92430010 | IT MATERIAL CONSUMPTION,Dintek conector,1501-88032,Cat.6 RJ45 plug for shielded solid wire 26-24AWG 3 prong,Contact Plating: 50u” Gold plated Over 100u”-Nickel Plated.,100pcs/bag,DINTEK Electronic Ltd. | M10 | ea | 48 | M10,, | NA | #N/A | #N/A
1995 | VB2 | A92310141 | MAINTENANCE TOOLS,Phase detector,model PD3129-10,HIOKI/JAPAN | M10 | ea | 14 | M10,, | #N/A | #N/A | #N/A
1996 | VB2 | A95401120 | OUT-SERVICE,Ag plating (thickness ≥ 3 µm),Local | M10 | m2 | 153.4 | M10,, | #N/A | #N/A | #N/A
1997 | VB2 | A95230071 | SCADA&TELECOM,TB to DB9F: Terminal Block to DB9 Female connector,UPCOM/CHINA | M10 | ea | 1 | M10,, | NA | #N/A | #N/A
1998 | VB2 | A32610029 | T/B ASS'Y,NUMBERING,Marker for terminal blocks - UCT-TM 6 -0828736,FROM 1~2,PHOENIX CONTACT | M10 | ea | 47 | M10,, | 11020000034 | T/B ASS'Y,NUMBERING/Marker for terminal blocks,UCT-TM 6 -0828736 (FROM 1-2),PHOENIX CONTACT | ea
1999 | VB2 | A32610007 | T/B ASS'Y,END COVER,D-URTK/S,FOR T.B URTK/S,JINH/CHINA | M10 | ea | 481 | M10,, | 11020000014 | T/B ASS'Y,END COVER,D-URTK/S (FOR TB URTK/S),JINH/CHINA | ea
2000 | VB2 | A32610008 | T/B ASS'Y,NUMBER PLATE,ZB URTK/S,FROM 1~10,JINH/CHINA | M10 | ea | 82 | M10,, | 11020000016 | T/B ASS'Y,NUMBERING,ZB URTK/S (FROM 1-10),JINH/CHINA | ea
2001 | VB2 | A32610043 | T/B ASS'Y,SEPARATOR,ATB-60S,FOR ATB-60A,1 STAGE,HIVERO/KOREA | M10 | ea | 35 | M10,, | 11020000046 | T/B ASS'Y,SEPARATOR,ATB-60S (1 STAGE FOR ATB-60A ),HIVERO/KOREA | ea
2002 | VB2 | A32610033 | T/B ASS'Y,NUMBER PLATE,ZB URTK/S,FROM 31~40,JINH/CHINA | M10 | ea | 77 | M10,, | 11020000037 | T/B ASS'Y,NUMBER PLATE,ZB URTK/S (FROM 31-40),JINH/CHINA | ea
2003 | VB2 | A32610034 | T/B ASS'Y,NUMBER PLATE,ZB URTK/S,FROM 41~50,JINH/CHINA | M10 | ea | 30 | M10,, | 11020000038 | T/B ASS'Y,NUMBER PLATE,ZB URTK/S (FROM 41-50),JINH/CHINA | ea
2004 | VB2 | A32610035 | T/B ASS'Y,NUMBER PLATE,ZB URTK/S,FROM 51~60,JINH/CHINA | M10 | ea | 12 | M10,, | 11020000039 | T/B ASS'Y,NUMBER PLATE,ZB URTK/S (FROM 51-60),JINH/CHINA | ea
2005 | VB2 | A32610032 | T/B ASS'Y,NUMBER PLATE,ZB URTK/S,FROM 21~30,JINH/CHINA | M10 | ea | 63 | M10,, | 11020000036 | T/B ASS'Y,NUMBER PLATE,ZB URTK/S (FROM 21-30),JINH/CHINA | ea
2006 | VB2 | A32610014 | T/B ASS'Y,STOPPER,End clamp - E/UK - 1201442,PHOENIX CONTACT. | M10 | ea | 3 | M10,, | 11020000012 | T/B ASS'Y,STOPPER,End clamp - E/UK - 1201442,PHOENIX CONTACT | ea
2007 | VB2 | A51800016 | SHT/UVT,SHUNT TRIP,SHT,T-POSITION,FOR 400~800AF,METASOL TYPE,ABN/S/L400~800AF/H400AF,CONTROL VOL:AC100~125V/DC100~110V,CODE:83211137002,LSIS/KOREA | M10 | ea | 4 | M10,, | 83211137002 | T,SHT,LWT,AC100~240V/DC100~220V,ABE/S/L400a~800a/H400a | ea
2008 | VB2 | A50100015 | AL/AX,AX/AL(T)-LWT,ABN50c~200c/ABS30c~200c/ABH50c~200c,RIGHT SIDE,83011187006,LSIS/KOREA | M10 | ea | 11 | M10,, | 83011187006 | A,AX/AL,T,W,ABE100c~ABH250c | ea
2009 | VB2 | A32610005 | T/B ASS'Y,NUMBER PLATE,ATB-15N,USE FOR ATB-15A to 25A,PVC.COVER/WHITE,L= 50cm,HIVERO/KOREA | M10 | ea | 1402 | M10,, | 11020000031 | T/B ASS'Y,NUMBER PLATE,ATB-15N (FOR TB ASSEMBLY TERMINAL BLOCK ATB-15A to 25A/L= 50cm WHITE COLOR),HIVERO/KOREA | ea
2010 | VB2 | A32610006 | T/B ASS'Y,STOPPER,ATB-SN15,STEEL.STOPPER,HIVERO/KOREA | M10 | ea | 2242 | M10,, | #N/A | #N/A | #N/A
2011 | VB2 | A32610001 | T/B ASS'Y,SEPARATOR,ATB-S15,FOR ATB-15A ~ 25A,1 STAGE,HIVERO/KOREA | M10 | ea | 1517 | M10,, | 11020000028 | T/B ASS'Y,SEPARATOR,ATB-S15 (1 STAGE FOR ATB-15S &ATB-25S/15A-25A),HIVERO/KOREA | ea
2012 | VB2 | A32610003 | T/B ASS'Y,Dust-proof Cover,ATB-15D,FOR ATB-15A ~ 35A,PVC.COVER,L= 1m,HIVERO/KOREA | M10 | ea | 1360 | M10,, | 11020000029 | T/B ASS'Y,PROTECTION COVER,ATB-15D (COMMON FOR ATB-15A ~ 35A/L= 1m WHITE COLOR),HIVERO/KOREA | ea
2013 | VB2 | A10300158 | FUSE(POWER),XRNP1-12,12kV,3.15A,50kA (φ25*194),Material number: 32200011,RITZ/CHINA | M10 | ea | 6 | M10,, | 11210001326 | FUSE(POWER),XRNP1-12,12kV,3.15A,50kA,L=194mm,Material number: 32200011,RITZ/CHINA | ea
2014 | VB2 | A10101074 | ACB,AN-13D3-13A M1D1D1BX AH6U0ALCB EXP,1250A,TOTAL ASSY,AL-N06~16D3-AHFS EXP,2898184200,72313461457,LS ELECTRIC/KOREA | M10 | ea | 2 | M10,, | 2898184200 | AN-13D3-13A M1D1D1BX AH6U0ALCB EXP | ea
[5 empty] | ea |  |  | 72313461457 | TOTAL ASS'Y,AL-N06~16D3-AHFS EXP | ea
2015 | VB2 | A10100827 | ACB,AH-10E4-10A M2D2D2HC PS6U0ALBDKH2(-V) EXP,TOTAL ASSY,AL-H06~32E4-AHFS EXP,2916047800,72313464459,LS ELECTRIC/KOREA | M10 | ea | 1 | M10,, | 2916047800 | AH-10E4-10A M2D2D2HC PS6U0ALBDKH2(-V) EXP | ea
[5 empty] | ea |  |  | 72313464459 | TOTAL ASS'Y,AL-H06~32E4-AHFS EXP | ea
2016 | VB2 | A10100853 | ACB,AH-06E4-00A M2D2D2TC 000U0B EXP,TOTAL ASS'Y,AL-H06~32E4-AHES EXP,2914046100,72313464443,LS ELECTRIC/KOREA | E31 | ea | 5 | E31,, | 2914046100 | AH-06E4-00A M2D2D2TC 000U0B EXP | ea
[8 empty] | 72313464443 | TOTAL ASS'Y,AL-H06~32E4-AHES EXP | ea
2017 | VB2 | A66000079 | WASHER,PLAIN WASHER,M4,SWCH,Ep-Fe/Zn 5/CM2(Cr3/White),M4 (D1=4.3, D2=9, S=0.8 ),1 Bag=1000 Ea | M20 | pac | 50 | M20,, | 04060001437 | WASHER,PLAIN WASHER,M4,SWCH Ep-Fe/Zn 5/CM2(Cr3/White),M4 (D1=4.3/D2=9/ S=0.8 ),1000EA/BAG | pac
2018 | VB2 | A12700139 | MFM,Accura 2350-3P-CT5A-75,Three Phase Power Measurement Module,measuring range:CT20mA~CT6A,RS485 2 port,W/telephone cable 0.1M,ROOTECH/KOREA | E31 | ea | 8 | E31,, | 17510001242 | MULTI M,MFM PART/Measurement Module Accura 2350-3P-CT5A-75,range:CT20mA~CT6A,RS485 2 port,W/telephone cable 0.1M,ROOTECH/KOREA | ea
2019 | VB2 | A12700141 | MFM,EPIC-M2550-3P-CT5A-75,Three Phase Power Measurement Module,measuring range:CT20mA~CT6A,RS485 2 port,NEOPIS/KOREA | E31 | ea | 10 | E31,, | 17510001239 | MULTI M,MFM part/Measurement Module EPIC-M2550-3P-CT5A-75,range:CT20mA~CT6A,RS485 2 port,NEOPIS/KOREA | ea
2020 | VB2 | A12700142 | MFM,EPIC-M2500S-E,AC/DC 85~265V,45~65Hz,MODBUS-TCP(Ethernet),NEOPIS/KOREA | E31 | ea | 3 | E31,, | 17510001240 | MULTI M,EPIC-M2500S-ENN,Un:10-690V 3P4W(3P3W) In:0.01-7A,50/60Hz,AUX.POWER:AC/DC100-240V,MODBUS TCP,NEOPIS/KOREA | ea
2021 | VB2 | A12700143 | MFM,MFM part, EPIC-M2550 CABLE,RS485, 5M,NEOPIS/KOREA | E31 | ea | 10 | E31,, | 17510001241 | MULTI M,MFM part/EPIC-M2550 CABLE,RS485,5M,NEOPIS/KOREA | ea
2022 | VB2 | A13800019 | VM,WA-V2,0-600V,PT:380/110V,50Hz,1.5CL,KYONGBO/KOREA. | M10 | ea | 2 | M10,, | 17910001068 | VM,WA-V2,0-600V,PT:380/110V,50Hz,1.5CL,KYONGBO/KOREA | ea
2023 | VB2 | A13800042 | VM,WY-S96VA,0-9kV,PT:6.6/0.11kV,50Hz,1.5CL,WOONYOUNG/KOREA. | M10 | ea | 2 | M10,, | 17910001069 | VM,WY-S96VA,0-9kV,PT:6.6/0.11kV,50Hz,1.5CL,WOONYOUNG/KOREA | ea
2024 | VB2 | A13800043 | VM,WY-S96VA,0-600V,DIRECT,50Hz,1.5CL,WOONYOUNG/KOREA. | A12 | ea | 1 | A12,, | 17910001070 | VM,WY-S96VA,0-600V,DIRECT,50Hz,1.5CL,WOONYOUNG/KOREA | ea
2025 | VB2 | A13800043 | VM,WY-S96VA,0-600V,DIRECT,50Hz,1.5CL,WOONYOUNG/KOREA. | E31 | ea | 3 | E31,, | 17910001070 | VM,WY-S96VA,0-600V,DIRECT,50Hz,1.5CL,WOONYOUNG/KOREA | ea
2026 | VB2 | A12200009 | AOM,WA-DA2,0-400A,CT:400/5A,60Hz,W/TRANSDUCER,KYONGBO/KOREA. | E31 | ea | 10 | E31,, | 17060000082 | AOM,WA-DA2,0-400A,CT:400/5A,60Hz,W/TRANSDUCER,KYONGBO/KOREA | ea
2027 | VB2 | A32600171 | T/B,YSFT060-03SF,3P,60A,FIXING TERMINAL BLOCK,BOLT:STAINLESS STEEL,W/PVC COVER,YONGSUNG/KOREA | A12 | ea | 1 | A12,, | 10062725168 | T/B,YSFT060-03SF 3P 60A,FIXING TERMINAL BLOCK(BOLT:STAINLESS STEEL) W/PVC COVER | ea
2028 | VB2 | A32600171 | T/B,YSFT060-03SF,3P,60A,FIXING TERMINAL BLOCK,BOLT:STAINLESS STEEL,W/PVC COVER,YONGSUNG/KOREA | E31 | ea | 52 | E31,, | 10062725168 | T/B,YSFT060-03SF 3P 60A,FIXING TERMINAL BLOCK(BOLT:STAINLESS STEEL) W/PVC COVER | ea
2029 | VB2 | A32600171 | T/B,YSFT060-03SF,3P,60A,FIXING TERMINAL BLOCK,BOLT:STAINLESS STEEL,W/PVC COVER,YONGSUNG/KOREA | M10 | ea | 11 | M10,, | 10062725168 | T/B,YSFT060-03SF 3P 60A,FIXING TERMINAL BLOCK(BOLT:STAINLESS STEEL) W/PVC COVER | ea
2030 | VB2 | A32600182 | T/B,YSFT500-03SF,3P,500A,FIXING TERMINAL BLOCK,BOLT:STAINLESS STEEL,W/PVC COVER,YONGSUNG/KOREA | M10 | ea | 4 | M10,, | 10062725128 | T/B,YSFT500-03SF 3P 500A,FIXING TERMINAL BLOCK(BOLT:STAINLESS STEEL) W/PVC COVER,YONGSUNG/KOREA | ea
2031 | VB2 | A32600183 | T/B,YSFT500-04SF,4P,500A,FIXING TERMINAL BLOCK,BOLT:STAINLESS STEEL,W/PVC COVER,YONGSUNG/KOREA | M10 | ea | 4 | M10,, | 10062725129 | T/B,YSFT500-04SF 4P 500A,FIXING TERMINAL BLOCK(BOLT:STAINLESS STEEL) W/PVC COVER,YONGSUNG/KOREA | ea
2032 | VB2 | A32600186 | T/B,YSCT-08AFS,8P,COMMON TERMINAL BLOCK,BOLT:STAINLESS STEEL,W/PVC COVER,YONGSUNG/KOREA | E31 | ea | 7 | E31,, | #N/A | #N/A
2033 | VB2 | A32600187 | T/B,YSCT-10AFS,10P,COMMON TERMINAL BLOCK,BOLT:STAINLESS STEEL,W/PVC COVER,YONGSUNG/KOREA | E31 | ea | 2 | E31,, | #N/A | #N/A | #N/A
2034 | VB2 | A32600362 | T/B,YS2AT020-01S,1P,20A,ASSEMBLY TERMINAL BLOCK,STAINLESS,2 LAYER ASSEMBLY TERMINAL BLOCK,YONGSUNG/KOREA | E31 | ea | 340 | E31,, | 10062725131 | T/B,YS2AT020-01S 1P 20A,ASSEMBLY TERMINAL BLOCK(BOLT:STAINLESS STEEL) 2 LAYER ASSEMBLY TERMINAL BLOCK,YONGSUNG/KOREA | ea
2035 | VB2 | A32600362 | T/B,YS2AT020-01S,1P,20A,ASSEMBLY TERMINAL BLOCK,STAINLESS,2 LAYER ASSEMBLY TERMINAL BLOCK,YONGSUNG/KOREA | M10 | ea | 620 | M10,, | 10062725131 | T/B,YS2AT020-01S 1P 20A,ASSEMBLY TERMINAL BLOCK(BOLT:STAINLESS STEEL) 2 LAYER ASSEMBLY TERMINAL BLOCK,YONGSUNG/KOREA | ea
2036 | VB2 | A30900025 | FILTER,TWM-4080A, 450VAC,3P, MICRO SURGE FILTER,WORLDTECH/KOREA | E31 | ea | 2 | E31,, | 09710001319 | FILTER,TWM-4080A,450VAC 3P,MICRO SURGE FILTER,WORLDTECH/KOREA | ea
2037 | VB2 | A31000019 | FUSE,KFS-B6,500V,6A,USE FOR FUSE HOLDER KF-32L,KACON/KOREA. | M10 | ea | 46 | M10,, | 09360000685 | FUSE,KFS-B6,500V,6A,USE FOR FUSE HOLDER KF-32L,KACON/KOREA | ea
2038 | VB2 | A31000024 | FUSE,KFS-B4,500V,4A,USE FOR FUSE HOLDER KF-32L,KACON/KOREA. | M10 | ea | 12 | M10,, | 09360000686 | FUSE,KFS-B4,500V,4A,USE FOR FUSE HOLDER KF-32L,KACON/KOREA | ea
2039 | VB2 | A31000025 | FUSE,DIAZED,5SA211,500V,2A,SIEMENS. | A12 | ea | 166 | A12,, | 09360000687 | FUSE,DIAZED,5SA211,500V,2A,SIEMENS | ea
2040 | VB2 | A70700025 | GUIDE,GUIDE,UNIT I-GUIDE,SUSOL MCC,GM0024, K CODE 55114191003, KOREA | E31 | ea | 18 | E31,, | 55114191003 | GUIDE,UNIT I-GUIDE,SUSOL MCC,GM0024 | ea
2041 | VB2 | A70700026 | GUIDE,GUIDE,UNIT U-GUIDE,SUSOL MCC,GM0063, K CODE 55114191004, KOREA | M10 | ea | 90 | M10,, | NA | #N/A | #N/A
2042 | VB2 | A70300128 | FRAME,FRAME,POSMAC(L600),PANEL,SA070011,TAESAN HITEC/KOREA | M10 | ea | 1 | M10,, | 54614100022 | FRAME,POSMAC (L600),PANEL,SA070011,TAESAN HITEC/KOREA | ea
2043 | VB2 | A70300131 | FRAME,FRAME,POSMAC H(L2700),PANEL,SA040002,TAESAN HITEC/KOREA | M10 | ea | 8 | M10,, | 54614100023 | FRAME,POSMAC H (L2700),PANEL,SA040002,TAESAN HITEC/KOREA | ea
2044 | VB2 | A70300144 | FRAME,FRAME,POSMAC(L275),PANEL,SA070011,KOREA | E31 | ea | 32 | E31,, | 54614100025 | FRAME,POSMAC (L275),PANEL,SA070011,KOREA | ea
2045 | VB2 | A70300145 | FRAME,FRAME,POSMAC H(L2800),PANEL,SA040002,TAESAN HITEC/KOREA | E31 | ea | 4 | E31,, | 54614100026 | FRAME,POSMAC H (L2800),PANEL,SA040002,TAESAN HITEC/KOREA | ea
2046 | VB2 | A70300145 | FRAME,FRAME,POSMAC H(L2800),PANEL,SA040002,TAESAN HITEC/KOREA | M10 | ea | 8 | M10,, | 54614100026 | FRAME,POSMAC H (L2800),PANEL,SA040002,TAESAN HITEC/KOREA | ea
2047 | VB2 | A70300159 | FRAME,FRAME,POSMAC(L2800),PANEL,SA070011,TAESAN HITEC/KOREA | E31 | ea | 8 | E31,, | 54614100027 | FRAME,POSMAC (L2800),PANEL,SA070011,TAESAN HITEC/KOREA | ea
2048 | VB2 | A70300173 | FRAME,FRAME,STS304(L1975),PANEL,SA070007,TAESAN HITEC/KOREA | M10 | ea | 10 | M10,, | 54614100028 | FRAME,STS304 (L1975),PANEL,SA070007,TAESAN HITEC/KOREA | ea
2049 | VB2 | A70300174 | FRAME,FRAME,STS304(L2150),PANEL,SA070007,TAESAN HITEC/KOREA | M10 | ea | 20 | M10,, | 54614100029 | FRAME,STS304 (L2150),PANEL,SA070007,TAESAN HITEC/KOREA | ea
2050 | VB2 | A70300185 | FRAME,FRAME,STS304(L2450),PANEL,SA070007,KOREA | E31 | ea | 5 | E31,, | 54614100032 | FRAME,STS304 (L2450),PANEL,SA070007,KOREA | ea
2051 | VB2 | A70300186 | FRAME,FRAME,POSMAC(L2575),PANEL,SA070012,TAESAN HITEC/KOREA | M10 | ea | 4 | M10,, | 54614100033 | FRAME,POSMAC (L2575),PANEL,SA070012,TAESAN HITEC/KOREA | ea
2052 | VB2 | A70300193 | FRAME,FRAME,POSMAC(L2775),PANEL,SA070012,TAESAN HITEC/KOREA | E31 | ea | 5 | E31,, | 54614100034 | FRAME,POSMAC (L2775),PANEL,SA070012,TAESAN HITEC/KOREA | ea
2053 | VB2 | A69700001 | EARTH ASS'Y,EARTH SHOE, G8155920(5),24KV,12KV,7.2KV,PT DRAW OUT PNL | E31 | ea | 8 | E31,, | 53628200002 | EARTH ASS'Y,EARTH SHOE,24KV/12KV/7.2KV,G8155920(5),PT DRAW OUT PNL | ea
2054 | VB2 | A69700001 | EARTH ASS'Y,EARTH SHOE, G8155920(5),24KV,12KV,7.2KV,PT DRAW OUT PNL | M10 | ea | 2 | M10,, | 53628200002 | EARTH ASS'Y,EARTH SHOE,24KV/12KV/7.2KV,G8155920(5),PT DRAW OUT PNL | ea
2055 | VB2 | A70300002 | FRAME,W-FRAME,MCC(ROLL TYPE),SL0202-P2 (W=900mm),MI RYUNG IND. | M10 | ea | 20 | M10,, | 54614100001 | FRAME,W-FRAME,MCC (ROLL TYPE),SL0202-P2 (W=900mm),TAESAN HITEC/KOREA | ea
2056 | VB2 | A70300008 | FRAME,H-FRAME,MCC(ROLL TYPE),SL0201-P2 (H=2200mm),MI RYUNG IND. | M10 | ea | 20 | M10,, | 54614100003 | FRAME,H-FRAME,MCC (ROLL TYPE),SL0201-P2 (H=2200mm),TAESAN HITEC/KOREA | ea
2057 | VB2 | A70300009 | FRAME,W-FRAME,MCC(ROLL TYPE),SL0202-P1 (W=1000mm),MI RYUNG IND. | E31 | ea | 2 | E31,, | 54614100004 | FRAME,W-FRAME,MCC (ROLL TYPE),SL0202-P1 (W=1000mm),TAESAN HITEC/KOREA | ea
2058 | VB2 | A70300009 | FRAME,W-FRAME,MCC(ROLL TYPE),SL0202-P1 (W=1000mm),MI RYUNG IND. | M10 | ea | 4 | M10,, | 54614100004 | FRAME,W-FRAME,MCC (ROLL TYPE),SL0202-P1 (W=1000mm),TAESAN HITEC/KOREA | ea
2059 | VB2 | A70300010 | FRAME,D-FRAME,MCC(ROLL TYPE),SL0203-P2 (D=650mm),MI RYUNG IND. | M10 | ea | 36 | M10,, | 54614100005 | FRAME,D-FRAME,MCC (ROLL TYPE),SL0203-P2 (D=650mm),TAESAN HITEC/KOREA | ea
2060 | VB2 | A70300195 | FRAME,FRAME,POSMAC(L975),PANEL,SA070011,TAESAN HITEC/KOREA | E31 | ea | 8 | E31,, | 54614100035 | FRAME,POSMAC (L975),PANEL,SA070011,TAESAN HITEC/KOREA | ea
2061 | VB2 | A70300197 | FRAME,FRAME,POSMAC(L2200),PANEL,SA070011,TAESAN HITEC/KOREA | E31 | ea | 8 | E31,, | 54614100036 | FRAME,POSMAC (L2200),PANEL,SA070011,TAESAN HITEC/KOREA | ea
2062 | VB2 | A70300283 | FRAME,FRAME,POSMAC(L2375),PANEL,SA070012,TAESAN HITEC/KOREA | E31 | ea | 7 | E31,, | 54614100037 | FRAME,POSMAC (L2375),PANEL,SA070012,TAESAN HITEC/KOREA | ea
2063 | VB2 | A73600074 | PLATE,PLATE ASSY,PADLOCK COVER,GRMULCL, DRAWING 58423569006, DAESIN,KOREA | A12 | ea | 464 | A12,, | 5842VR62214 | PLATE ASS'Y,PADLOCK COVER,GRMU LCL,58423569006 DAESIN/KOREA | ea
2064 | VB2 | A73600074 | PLATE,PLATE ASSY,PADLOCK COVER,GRMULCL, DRAWING 58423569006, DAESIN,KOREA | M10 | ea | 6 | M10,, | 5842VR62214 | PLATE ASS'Y,PADLOCK COVER,GRMU LCL,58423569006 DAESIN/KOREA | ea
2065 | VB2 | A70300049 | FRAME,FRAME,POSMAC(L1050),PANEL,SA070011,TAESAN HITEC/KOREA | E31 | ea | 2 | E31,, | 54614100009 | FRAME,POSMAC (L1050),PANEL,SA070011,TAESAN HITEC/KOREA | ea
2066 | VB2 | A70300049 | FRAME,FRAME,POSMAC(L1050),PANEL,SA070011,TAESAN HITEC/KOREA | M10 | ea | 6 | M10,, | 54614100009 | FRAME,POSMAC (L1050),PANEL,SA070011,TAESAN HITEC/KOREA | ea
2067 | VB2 | A70300093 | FRAME,FRAME,POSMAC(L475),PANEL,SA070011,TAESAN HITEC/KOREA | E31 | ea | 14 | E31,, | 54614100014 | FRAME,POSMAC (L475),PANEL,SA070011,TAESAN HITEC/KOREA | ea
2068 | VB2 | A70300096 | FRAME,FRAME,POSMAC(L2050),PANEL,SA070011,TAESAN HITEC/KOREA | E31 | ea | 16 | E31,, | 54614100015 | FRAME,POSMAC (L2050),PANEL,SA070011,TAESAN HITEC/KOREA | ea
2069 | VB2 | A70300097 | FRAME,FRAME,POSMAC H(L2200),PANEL,SA040002,TAESAN HITEC/KOREA | E31 | ea | 13 | E31,, | 54614100016 | FRAME,POSMAC H (L2200),PANEL,SA040002,TAESAN HITEC/KOREA | ea
2070 | VB2 | A70300097 | FRAME,FRAME,POSMAC H(L2200),PANEL,SA040002,TAESAN HITEC/KOREA | M10 | ea | 11 | M10,, | 54614100016 | FRAME,POSMAC H (L2200),PANEL,SA040002,TAESAN HITEC/KOREA | ea
2071 | VB2 | A70300099 | FRAME,FRAME,POSMAC(L1250),PANEL,SA070011,TAESAN HITEC/KOREA | E31 | ea | 16 | E31,, | 54614100017 | FRAME,POSMAC (L1250),PANEL,SA070011,TAESAN HITEC/KOREA | ea
2072 | VB2 | A70300101 | FRAME,FRAME,STS304(L600),PANEL,SA070007,TAESAN HITEC/KOREA | M10 | ea | 17 | M10,, | 54614100018 | FRAME,STS304 (L600),PANEL,SA070007,TAESAN HITEC/KOREA | ea
2073 | VB2 | A70300287 | FRAME,FRAME,POSMAC(L1375),PANEL,SA070011,TAESAN HITEC/KOREA | E31 | ea | 20 | E31,, | 54614100038 | FRAME,POSMAC (L1375),PANEL,SA070011,TAESAN HITEC/KOREA | ea
2074 | VB2 | A70300290 | FRAME,FRAME,POSMAC H(L2196),SUSOL MCC,S44058053,TAESAN HITEC/KOREA | E31 | ea | 32 | E31,, | 54614100039 | FRAME,POSMAC H (L2196),SUSOL MCC,S44058053,TAESAN HITEC/KOREA | ea
2075 | VB2 | A70300136 | FRAME,FRAME,POSMAC(L2450),PANEL,SA070011,TAESAN HITEC/KOREA | E31 | ea | 6 | E31,, | 54614100024 | FRAME,POSMAC (L2450),PANEL,SA070011,TAESAN HITEC/KOREA | ea
2076 | VB2 | A70300175 | FRAME,FRAME,POSMAC(L450),PANEL,SA070011,TAESAN HITEC/KOREA | E31 | ea | 4 | E31,, | 54614100030 | FRAME,POSMAC (L450),PANEL,SA070011,TAESAN HITEC/KOREA | ea
2077 | VB2 | A70300183 | FRAME,FRAME,STS304(L2650),PANEL,SA070007,TAESAN HITEC/KOREA | E31 | ea | 2 | E31,, | 54614100031 | FRAME,STS304 (L2650),PANEL,SA070007,TAESAN HITEC/KOREA | ea
2078 | VB2 | A85000660 | CABLE,CABLE,0.6/1kV HF-XHHW/SIS,FLAME RETARDANT,1Cx25 SQmm,XLPE Insulation, CLASS 5,BLACK,DAEWON CABLE/KOREA | E31 | m | 78 | E31,, | 41510004999 | CABLE,0.6/1kV HF-XHHW/SIS,HALOGEN-FREE FLAME RETARDANT,1Cx25 SQmm,BLACK,CLASS 5,DAEWON CABLE/KOREA | m
2079 | VB2 | A85000690 | CABLE,CABLE,0.6/1kV HF-XHHW/SIS,FLAME RETARDANT,1Cx35 SQmm,XLPE Insulation, CLASS 5,GREEN/YELLOW,DAEWON CABLE/KOREA | M10 | m | 50 | M10,, | 41510005018 | CABLE,0.6/1kV HF-XHHW/SIS,HALOGEN-FREE FLAME RETARDANT,1Cx35 SQmm,GREEN/YELLOW,CLASS 5,DAEWON CABLE/KOREA | m
2080 | VB2 | A90100038 | PACKING,RUBBER,HOLE PACKING,SUSOL MCC,GM0823, K CODE 60014151086, KOREA | E31 | ea | 122 | E31,, | NA | #N/A | #N/A
2081 | VB2 | A32610037 | T/B ASS'Y,SWITCHING JUMPER,FB/URTK,10P,FOR URTK/S,JINH/CHINA | M10 | ea | 92 | M10,, | 11020000041 | T/B ASS'Y,SWITCHING JUMPER,FB/URTK 10P (FOR URTK/S),JINH/CHINA | ea
2082 | VB2 | A68900213 | COVER,COVER TYPE:AP-B,USE FOR LIMIT SWITCH RZ-15GW2S-B3,HIVERO/VIETNAM | M10 | ea | 49 | M10,, | 64618200028 | COVER,COVER TYPE:AP-B,USE FOR LIMIT SWITCH RZ-15GW2S-B3,HIVERO/VIET NAM | ea
2083 | VB2 | A65100087 | SCREW,(+)PAN HEAD SCREW,M5,L50,SWCH,EP-FE/ZN 3/CM2(Cr3/White) | M20 | ea | 1630 | M20,, | 03660002321 | SCREW,(+)PAN HEAD SCREW,M5,L50,SWCH,EP-FE/ZN 3/CM2(Cr3/White) | ea
2084 | VB2 | A83200254 | TUBE,Number Tube JNTU,040,4.0 Sqmm,Green,JEONO/KOREA | M20 | m | 800 | M20,, | NA | #N/A | #N/A
2085 | VB2 | A11910092 | NETWORK,Fiber Patch Cord ( Dây nhảy quang),LC/U-LC/U MM DX 3.0 4M,Duplex,4m,Multimode,C Fiber/Việt Nam | M10 | ea | 1 | M10,, | 22210002088 | NETWORK,Fiber Patch Cord ( Dây nhảy quang),LC/U-LC/U MM DX 3.0 4M,Duplex‚4m‚Multimode,C Fiber/Việt Nam | ea
2086 | VB2 | A15900174 | TTM,HCTT-04S,4P,BODY W/BANGJIN COVER,B-W-R-BK,BLACK COLOR,BODY W/PLUG,HIVERO/VIETNAM. | M10 | ea | 1 | M10,, | 27410000562 | TTM,HCTT-04S,4P,BODY W/BANGJIN COVER,B-W-R-BK(Blue-White-Red-Black),BLACK COLOR,BODY W/PLUG,HIVERO/VIETNAM | ea
2087 | VB2 | A91200464 | STICKER,Sticker for Name Plate,73x174,500ea/box,Korea | M10 | box | 10 | M10,, | 79668200034 | STICKER,Sticker for Name Plate,73x174,500 ea/box,KOREA | box
2088 | VB2 | A92130038 | COLOR CAP,CAP,10 P,GREEN,CHINA | M10 | ea | 4000 | M10,, | NA | #N/A | #N/A
2089 | VB2 | A83000014 | HOOK BAND,HB-30,30PI,BUTTON TUBE,GRAY,HIVERO/KOREA. | M20 | m | 2450 | M20,, | 41860000133 | HOOK BAND,HB-30,30PI,BUTTON TUBE/GRAY,HIVERO/KOREA | m
2090 | VB2 | A61200403 | BOLT,CLINCHING BOLT,M6,L15,TGFKCZ-080 | M20 | set | 1000 | M20,, | 01210100256 | BOLT,CLINCHING BOLT,M6,L15,TGFKCZ-080 | set
2091 | VB2 | A37800287 | COLOR CAP,CAP,FOR CABLE 16mmSQ,BROWN,CHINA. | M20 | ea | 1200 | M20,, | 05660001168 | COLOR CAP,CAP,FOR CABLE 16 SQmm,BROWN,CHINA | ea
2092 | VB2 | A17102234 | CT,KBM-05,1.2kV,800/5A,40VA,1.0CL,50Hz,LIGHTSTAR/KOREA. | M10 | ea | 3 | M10,, | 24060027144 | CT,KBM-05,1.2kV,800/5A,40VA,1.0CL,50Hz,LIGHTSTAR/KOREA | ea
2093 | VB2 | A17103968 | CT,KBJ-04R,1.2kV,400/5A,5VA,5P10,50/60Hz,ф40,LIGHTSTAR/KOREA | M10 | ea | 14 | M10,, | 24060027130 | CT,KBJ-04R,1.2kV,400/5A,5VA,5P10,50/60Hz,40PI,LIGHTSTAR/KOREA | ea
2094 | VB2 | A65900211 | TOOL,General purpose adhesive cleaner,3M 08987,USA | M10 | ea | 10 | M10,, | 03960003781 | TOOL,General purpose adhesive cleaner,3M 08987,USA | ea
2095 | VB2 | A65900546 | TOOL,Magnetic status board "Ðang lắp ráp khung",VIETNAM | M10 | ea | 50 | M10,, | 03960003784 | TOOL,Magnetic status board "Ðang lắp ráp khung",VIET NAM | ea
2096 | VB2 | A17800241 | ZCT,KGC-30,37Ø,CURR.RATIO:200mA/100mV,RATED CURR:150A,50/60Hz,LIGHTSTAR/KOREA. | M10 | ea | 3 | M10,, | 24460001036 | ZCT,KGC-30,CURR.RATIO:200mA/100mV,RATED CURR:150A,50/60Hz,37PI,LIGHTSTAR/KOREA | ea
2097 | VB2 | A22300764 | AUX RELAY,RN2S-NL-D24,DC24V,AUX.CONTACT:2C,W/SOCKET SN2S-05D,IDEC/CHINA | M10 | ea | 8 | M10,, | 12870001031 | AUX RELAY,RN2S-NL-D24,COIL VOLTAGE:DC24V,AUX.CONTACT:2C,W/SOCKET SN2S-05D,IDEC/CHINA | ea
2098 | VB2 | A24000300 | CAM S/W,PULL SELECT SWITCH&AUTO RETURN,HC3102-PPB10,W/NP:OFF-ON,HIVERO/KOREA | M10 | ea | 1 | M10,, | 25510003041 | CAM S/W,HC3102 PPB10,W/NP:OFF-ON,PULL SELECT SWITCH&AUTO RETURN,CONTACT 1a1b,HIVERO/KOREA | ea
2099 | VB2 | A37600917 | CABLE LUG,BLADE,JOBN 4-2,4.0SQ,JEONO / KOREA. | M20 | ea | 2000 | M20,, | 05510001846 | CABLE LUG,BLADE,JOBN 4-2,4.0 SQmm,JEONO/KOREA | ea
2100 | VB2 | A32600592 | T/B,Knife switch disconnect terminal,KHUK5-MIK-P/P,1P,16A,KEERTE/CHINA | M10 | ea | 73 | M10,, | 10062725169 | T/B,KHUK5-MIK-P/P 1P 16A,Knife switch disconnect terminal,KEERTE/CHINA | ea
2101 | VB2 | A31300396 | LAMP,HC25P-22ALR,AC200-240V,50/60Hz,RED COLOR,25PI,LED TYPE,HIVERO/VIETNAM. | M10 | ea | 125 | M10,, | 10210003299 | LAMP,HC25P-22ALR,AC200-240V,50/60Hz,RED,25PI,LED,HIVERO/VIETNAM | ea
2102 | VB2 | A31300404 | LAMP,HC25P-22DLY,DC220V,YELLOW COLOR,25PI,LED TYPE,HIVERO/VIETNAM. | M10 | ea | 3 | M10,, | 10210003305 | LAMP,HC25P-22DLY,DC220V,YELLOW,25PI,LED,HIVERO/VIETNAM | ea
2103 | VB2 | A32600236 | T/B,UK 5-MTK-P/P,1P,16A,KNIFE DISCONNECT TERMINAL BLOCK,ORDER No:3004032,PHOENIX CONTACT | M10 | ea | 87 | M10,, | 10062725130 | T/B,UK 5-MTK-P/P 1P 16A,KNIFE DISCONNECT TERMINAL BLOCK(ORDER No:3004032),PHOENIX CONTACT | ea
2104 | VB2 | A30500077 | CONVERTER,AC/DC,S8FS-C10024,Input: 100-240VAC, 50/60Hz,OUTPUT:DC24V,4.5A, 100W,OMRON/CHINA | M10 | ea | 3 | M10,, | 10010028785 | CONVERTER,AC/DC,S8FS-C10024,Input: 100-240VAC 50/60Hz,OUTPUT:DC24V,4.5A(100W),OMRON/CHINA | ea
2105 | VB2 | A31000060 | FUSE,OFL10x38-6A,500V,6A,OMEGA/VN. | M10 | ea | 6 | M10,, | 09360000691 | FUSE,OFL10x38-6A,500V,6A,OMEGA/VN | ea
2106 | VB2 | A37600485 | CABLE LUG,BLADE,JOBN 6,6.0SQ,JEONO / KOREA. | M20 | ea | 5472 | M20,, | 05510001800 | CABLE LUG,BLADE,JOBN 6,6.0 SQmm,JEONO/KOREA | ea
2107 | VB2 | A24800084 | PUSH BUTTON W/LAMP,HC25L-22ALR,25PI,AC200-240V,50/60Hz,RED COLOR,LED TYPE,1a1b,HIVERO/VIETNAM. | M10 | ea | 24 | M10,, | 25960000659 | PUSH BUTTON W/LAMP,HC25L-22ALR,25PI,AC200-240V,50/60Hz,RED COLOR,LED TYPE,1a1b,HIVERO/VIETNAM | ea
2108 | VB2 | A37800130 | COLOR CAP,THERMO STC-CAP,STC 10,YELLOW,SEUNGJEON/KOREA. | M20 | ea | 538 | M20,, | 05660001138 | COLOR CAP,THERMO STC-CAP,STC 10,YELLOW,SEUNGJEON/KOREA | ea
2109 | VB2 | A37800135 | COLOR CAP,THERMO STC-CAP,JOTC70,YELLOW,SEUNGJEON/KOREA. | M20 | ea | 679 | M20,, | 05660001139 | COLOR CAP,THERMO STC-CAP,JOTC70,YELLOW,SEUNGJEON/KOREA | ea
2110 | VB2 | A37601015 | CABLE LUG,RING,JOCP 120-M10,120.0SQ,1 HOLE,JEONO / KOREA. | M10 | ea | 342 | M10,, | 05510001856 | CABLE LUG,RING,JOCP 120-M10,120.0 SQmm,1 HOLE,JEONO/KOREA | ea
2111 | VB2 | A37600907 | CABLE LUG,RING,JOCP 185-2-M12,185.0SQ,2 HOLE,JEONO / KOREA | M10 | ea | 425 | M10,, | #N/A | #N/A | #N/A
2112 | VB2 | A37600908 | CABLE LUG,RING,JOCP 240-2-M12,240.0SQ,2 HOLE,JEONO / KOREA | M10 | ea | 435 | M10,, | #N/A | #N/A | #N/A
2113 | VB2 | A37601048 | CABLE LUG,RING,JOT 1.5-M4,1.5SQ,1 HOLE,FULL SOLDERLESS,(1BAG=1000EA),JEONO / KOREA | M20 | pac | 61 | M20,, | #N/A | #N/A | #N/A
2114 | VB2 | A37800214 | COLOR CAP,THERMO STC-CAP,JOTC 4,GREEN,SEUNGJEON/KOREA. | M10 | ea | 2000 | M10,, | 05660001147 | COLOR CAP,THERMO STC-CAP,JOTC 4,GREEN,SEUNGJEON/KOREA | ea
2115 | VB2 | A67301376 | BASE,BASE Panel,LV,(W=900 D=1000),S44080041 (21.5 KG),VIET NAM | M10 | ea | 2 | M10,, | 64268200072 | BASE,BASE Panel,LV,(W=900 D=1000),S44080041 (21.5 KG),VIET NAM | ea
2116 | VB2 | A67301393 | BASE,BASE Panel,MESG-24KV,(W=1600 D=2500),S44081000(73.0KG),VIET NAM | M10 | ea | 1 | M10,, | 64268200073 | BASE,BASE Panel,MESG-24KV,(W=1600 D=2500),S44081000 (73.0KG),VIET NAM | ea
2117 | VB2 | A67301443 | BASE,CHANNEL BASE,SL14083_REV4 (44KG),VIET NAM | M10 | ea | 134 | M10,, | 64268200089 | BASE,CHANNEL BASE,SL14083_REV4 (44KG),VIET NAM | ea
2118 | VB2 | A67301454 | BASE,BASE Panel,LV,(W=800 D=1920),S44080182 (30KG),VIET NAM | M10 | ea | 1 | M10,, | 64268200074 | BASE,BASE Panel,LV,(W=800 D=1920),S44080182 (30KG),VIET NAM | ea
2119 | VB2 | A68900068 | COVER,DUMMY COVER+MIMIC,COMPACT AIS,S44292601RA | M10 | ea | 25 | M10,, | 64618200009 | COVER,DUMMY COVER+MIMIC,COMPACT AIS,S44292601RA_ | ea
2120 | VB2 | A68900069 | COVER,DUMMY COVER+MIMIC,COMPACT AIS,S44292601RB | M10 | ea | 4 | M10,, | 64618200010 | COVER,DUMMY COVER+MIMIC,COMPACT AIS,S44292601RB_ | ea
2121 | VB2 | A68900120 | COVER,MECH COVER+MIMIC, FU,MCSG-L,S44059315 (WITHOUT FUSE) | M10 | ea | 2 | M10,, | 64618200015 | COVER,MECH COVER+MIMIC,FU,MCSG-L,S44059315 (WITHOUT FUSE) | ea
2122 | VB2 | A68900127 | COVER,MECH COVER+MIMIC, CU-A,COMPACT AIS,S44300706RG | M10 | ea | 30 | M10,, | 64618200017 | COVER,MECH COVER+MIMIC,CU-A,COMPACT AIS,S44300706RG | ea
2123 | VB2 | A68900128 | COVER,MECH COVER+MIMIC, SU, L,COMPACT AIS,S44300708RC | M10 | ea | 2 | M10,, | 64618200018 | COVER,MECH COVER+MIMIC,SU_L,COMPACT AIS,S44300708RC | ea
2124 | VB2 | A68900130 | COVER,MECH COVER+MIMIC, LU,COMPACT AIS,S44300704RF | M10 | ea | 1 | M10,, | 64618200019 | COVER,MECH COVER+MIMIC,LU,COMPACT AIS,S44300704RF | ea
2125 | VB2 | A68900166 | COVER,PVC COVER,VTC22-73-03,PVC(BLACK),VIETNAM | M10 | ea | 858 | M10,, | 64618200024 | COVER,PVC COVER,VTC22-73-03,PVC(BLACK),VIET NAM | ea
2126 | VB2 | A68900201 | COVER,ACRYL COVER,MH15890A-P3,ACRYL 5T,VIETNAM | M10 | ea | 6 | M10,, | 64618200026 | COVER,ACRYL COVER,MH15890A-P3,ACRYL 5T,VIET NAM | ea
2127 | VB2 | A68900202 | COVER,ACRYL COVER,MH15917A_P3,ACRYL 5T,VIETNAM | M10 | ea | 3 | M10,, | 64618200027 | COVER,ACRYL COVER,MH15917A_P3,ACRYL 5T,VIET NAM | ea
2128 | VB2 | A67301263 | BASE,BASE Panel,MCSG-12KV/50KA, 1250A/2000A,(W=650 D=2200),B202428 (31 KG),ASTM A36 STANDARD, VIETNAM | M10 | ea | 1 | M10,, | 64268200065 | BASE,BASE Panel,MCSG-12KV/50KA_1250A/2000A,(W=650 D=2200),B202428 (31 KG),ASTM A36 STANDARD_ VIETNAM | ea
2129 | VB2 | A67301289 | BASE,BASE Panel,LV,(W=1300 D=1260),S44066304 (39.5KG), ASTM A36 STANDARD,VIET NAM | M10 | ea | 11 | M10,, | 64268200068 | BASE,BASE Panel,LV,(W=1300 D=1260),S44066304 (39.5KG),ASTM A36 STANDARD_VIET NAM | ea
2130 | VB2 | A67301149 | BASE,BASE Panel,MCSG-12KV/31.5KA, 1250A/2000A/2500A,(W=800 D=2000),B202407(32.5KG),VIET NAM | M10 | ea | 3 | M10,, | 64268200063 | BASE,BASE Panel,MCSG-12KV/31.5KA_1250A/2000A/2500A,(W=800 D=2000),B202407(32.5KG),VIET NAM | ea
2131 | VB2 | A67301259 | BASE,BASE Panel,TR,(W=2200 D=1920),TR3204 (136 KG), ASTM A36 STANDARD,VIET NAM | M10 | ea | 1 | M10,, | 64268200064 | BASE,BASE Panel,TR,(W=2200 D=1920),TR3204 (136 KG),ASTM A36 STANDARD_VIET NAM | ea
2132 | VB2 | A70000003 | FILTER(MECH),Pressure box Ventilation,MV SWGR,Dwg Number: EM-40*100,VIETNAM | M10 | ea | 1768 | M10,, | 54218200004 | FILTER(MECH),Pressure box Ventilation,MV SWGR,Dwg Number: EM-40*100,VIET NAM | ea
2133 | VB2 | A72800003 | LOCK ASS'Y,DOOR LOCK ASSY,COMPACT AIS,DWG NUMBER:S44292452A | M10 | ea | 1 | M10,, | NA | #N/A | #N/A
2134 | VB2 | A73600310 | PLATE,PLATE ASSY,FRONT COVER SUB,UL1,LBS,GRMU LLCLL,VN RMU, 5842VN10067,VIET NAM | M10 | ea | 2 | M10,, | #N/A | #N/A | #N/A
2135 | VB2 | A73600311 | PLATE,PLATE ASSY,FRONT COVER SUB,UL2,LBS,GRMU LLCLL,VN RMU, 5842VN10069,VIET NAM | M10 | ea | 3 | M10,, | #N/A | #N/A | #N/A
2136 | VB2 | A73600313 | PLATE,PLATE ASSY,FRONT COVER SUB,UR4,LBS,GRMU LLCLL,VN RMU,5842VN10072,VIET NAM | M10 | ea | 1 | M10,, | #N/A | #N/A | #N/A
2137 | VB2 | A73600324 | PLATE,PLATE ASSY,FUSE COVER WELD, GRMU LLFL ,VN RMU, 5842VN00030,VIET NAM | M10 | ea | 1 | M10,, | #N/A | #N/A | #N/A
2138 | VB2 | A73600325 | PLATE,PLATE ASSY,FRONT COVER SR, GRMU LLFL ,VN RMU, 5842VN00031,VIET NAM | M10 | ea | 1 | M10,, | #N/A | #N/A | #N/A
2139 | VB2 | A73600339 | PLATE,PLATE ASSY,FRONT LOWER COVER WELD 1,GRMU LFLxp, 5842VN10020,VIET NAM | M10 | ea | 1 | M10,, | #N/A | #N/A | #N/A
2140 | VB2 | A73600340 | PLATE,PLATE ASSY,FRONT LOWER COVER 3,GRMU LFLxp, 5842VN10022,VIET NAM | M10 | ea | 1 | M10,, | #N/A | #N/A | #N/A
2141 | VB2 | A73600356 | PLATE,PLATE ASSY,FRONT COVER SUB,UL,XP,LCCL,VN RMU,DRAWING 5842VR20057,VIET NAM | M10 | ea | 1 | M10,, | #N/A | #N/A | #N/A
2142 | VB2 | A73600357 | PLATE,PLATE ASSY,FRONT COVER,CB,XP,LCCL,VN RMU,DRAWING 5842VR20058,VIET NAM | M10 | ea | 2 | M10,, | #N/A | #N/A | #N/A
2143 | VB2 | A69900002 | FAN ASS'Y,FILTER,MODEL:LK6622-300,IP54,LINKWELL/CHINA | M10 | ea | 3 | M10,, | 54128200002 | FAN ASS'Y,FILTER,MODEL: LK6622-300,IP54,LINKWELL/CHINA | ea
2144 | VB2 | A73600358 | PLATE,PLATE ASSY,FRONT COVER SUB,UR,XP,LCCL,VN RMU,DRAWING 5842VR20060,VIET NAM | M10 | ea | 1 | M10,, | #N/A | #N/A | #N/A
2145 | VB2 | A73600359 | PLATE,PLATE ASSY,FRONT COVER,BL,XP,LCCL,VN RMU,DRAWING 5842VR20061,VIET NAM | M10 | ea | 1 | M10,, | #N/A | #N/A | #N/A
2146 | VB2 | A73600360 | PLATE,PLATE ASSY,FRONT COVER SUB,XP,LCCL,VN RMU,DRAWING 5842VR20064,VIET NAM | M10 | ea | 2 | M10,, | #N/A | #N/A | #N/A
2147 | VB2 | A71500004 | INTERLOCK,INT LINK 02,S44300686 | M10 | ea | 1 | M10,, | 56114100002 | INTERLOCK,INT LINK 02,S44300686_ | ea
2148 | VB2 | A73600268 | PLATE,PLATE ASSY, FUSE COVER WELD, GRMU LLFLxp, DRAWING 5842VN00014,VIET NAM | M10 | ea | 2 | M10,, | #N/A | #N/A | #N/A
2149 | VB2 | A73600269 | PLATE,PLATE ASSY_FRONT COVER SR_LLFLxp_VN_RMU, DRAWING 5842VN00015,VIET NAM | M10 | ea | 9 | M10,, | 5842VR62267 | PLATE ASS'Y,FRONT COVER SR,GRMU LLFLxp,5842VN00015 VIET NAM | ea
2150 | VB2 | A73600272 | PLATE,PLATE ASSY, FRONT COVER MAIN WELD SL, LV_LFxp, VN RMU, DRAWING 5842VN20008,VIET NAM | M10 | ea | 10 | M10,, | #N/A | #N/A | #N/A
2151 | VB2 | A71500089 | INTERLOCK,INTERLOCK PLATE,VH-12Kv50kA,S44064115A,VIETNAM | M10 | ea | 1 | M10,, | 56114100004 | INTERLOCK,INTERLOCK PLATE,VH-12Kv50kA,S44064115A ,VIET NAM | ea
2152 | VB2 | A71500106 | INTERLOCK,INTERLOCK ASSY,LBS 2W, GRMU LLCL,56123569009,VIETNAM | M10 | set | 12 | M10,, | 5611VR70011 | INTERLOCK,INTERLOCK ASS'Y,GRMU LLCL,LBS 2W, DRAWING 56123569009,VIETNAM | set
2153 | VB2 | A71500027 | INTERLOCK,INTERLOCK ASSY,CB,GRMU LCL, 56123569006, VIET NAM | M10 | set | 11 | M10,, | 5611VR70012 | INTERLOCK,INTERLOCK ASS'Y,GRMU LCL,CB, DRAWING 56123569006, VIET NAM | set
2154 | VB2 | A71500035 | INTERLOCK,INTERLOCK,FUSE,BUSH,GRMU LFL, 56113568043, VIET NAM | M10 | ea | 49 | M10,, | 5611VR68113 | INTERLOCK,INTERLOCK,FUSE BUSH GRMU LFL 56113568043, VIET NAM | ea
2155 | VB2 | A71500036 | INTERLOCK,INTERLOCK,FUSE,GUIDE ROLLER,GRMU LFL, 56113568044, VIET NAM | M10 | ea | 40 | M10,, | 5611VR68114 | INTERLOCK,INTERLOCK,FUSE GUIDE ROLLER GRMU LFL 56113568044, VIET NAM | ea
2156 | VB2 | A71500038 | INTERLOCK,INTERLOCK ASSY,F-LBS,GRMU LFL, 56123568005, VIET NAM | M10 | ea | 37 | M10,, | 5611VR68116 | INTERLOCK,INTERLOCK ASS'Y,F-LBS GRMU LFL 56123568005, VIET NAM | ea
2157 | VB2 | A91200316 | STICKER,NP23,INDOOR,Sticker,Background: white, words: black,VIET NAM | M10 | ea | 151 | M10,, | 79668200085 | STICKER,NP23,INDOOR,Background: white,words: black,VIET NAM | ea
2158 | VB2 | A91200321 | STICKER,STICKER PHASE,TYPE R,S,T,N (Red, Yellow, Blue, Black),STK-PHASE-001, 30PI,VIET NAM | M10 | set | 300 | M10,, | 79668200037 | STICKER,STICKER PHASE,30PI,TYPE R/S/T/N (Red/Yellow/Blue/Black),STK-PHASE-001,VIET NAM | set
2159 | VB2 | A91200341 | STICKER,STICKER PHASE,TYPE R,S,T (Red, Yellow, Blue),STK-PHASE-014, 20PI,VIET NAM | M10 | set | 1695 | M10,, | 79668200045 | STICKER,STICKER PHASE,20PI,TYPE R/S/T (Red/Yellow/Blue),STK-PHASE-014,VIET NAM | set
2160 | VB2 | A91200432 | STICKER,STICKER PHASE,TYPE L1,L2,L3 (Black, Brown, Gray),STK-PHASE-051, 30PI,VIET NAM | M10 | set | 15 | M10,, | 79668200058 | STICKER,STICKER PHASE,30PI,TYPE L1/L2/L3 (Black/Brown/Gray),STK-PHASE-051,VIET NAM | set
2161 | VB2 | A91200433 | STICKER,STICKER "SUS",STK-001, 25PI,VIET NAM | M10 | ea | 2000 | M10,, | #N/A | #N/A | #N/A
2162 | VB2 | A92300222 | COMSUMPTION TOOLS,SILICON,A500-WHITE,VIETNAM | M10 | box | 83 | M10,, | NA | #N/A | #N/A
2163 | VB2 | A91200440 | STICKER,STICKER PHASE,TYPE A,B,C (Yellow, Green, Red),STK-PHASE-053, 30PI,VIET NAM | M10 | set | 85 | M10,, | 79668200060 | STICKER,STICKER PHASE,30PI,TYPE A/B/C (Yellow/Green/Red),STK-PHASE-053,VIET NAM | set
2164 | VB2 | A91200434 | STICKER,STICKER PHASE,TYPE L1,L2,L3 (Black, Brown, Gray),STK-PHASE-052, 12PI,VIET NAM | M10 | set | 100 | M10,, | 79668200059 | STICKER,STICKER PHASE,12PI,TYPE L1/L2/L3 (Black/Brown/Gray),STK-PHASE-052,VIET NAM | set
2165 | VB2 | A91200449 | STICKER,STICKER PHASE,TYPE L1,L2,L3 (Brown, Black, Gray),STK-PHASE-058, 30PI,VIET NAM | M10 | set | 5 | M10,, | 79668200127 | STICKER,STICKER PHASE,30PI,TYPE L1/L2/L3 (Brown/ Black/ Gray),STK-PHASE-058,VIET NAM | set
2166 | VB2 | A92120029 | UTILITY EQUIPMENT,AUTOMATIC FIRE EXTINGUISHER,SMALL QUANTITIES OF NITROGEN AND CARBON DIOXIDE,FAUCON/SLOVAKIA | M10 | set | 9 | M10,, | NA | #N/A | #N/A
2167 | VB2 | A92130043 | FILTER(MECH),FILTER,SUS,1x1mm , 1000 x 30000 | M10 | rol | 9.52 | M10,, | NA | #N/A | #N/A
2168 | VB2 | A92130044 | BOLT,HEX BOLT,P/W*2+S/W*1+NUT*1,M8,L35,SM45C,Ep-Fe/Zn 5/CM2(Cr3/White),TENSILE CLASS 8.8 | M20 | set | 1680 | M20,, | 01210100335 | BOLT,HEX BOLT,P/W*2+S/W*1+NUT*1,M8,L35,SM45C,Ep-Fe/Zn 5/CM2(Cr3/White),TENSILE CLASS 8.8 | set
2169 | VB2 | A92130051 | CABLE,KIV CABLE,1Cx35 SQmm,MULTI-CORE CABLES,450/750V,GREEN&YELLOW STRIP,SH CABLE/VIETNAM | M30 | m | 85 | M30,, | 41510005035 | CABLE,450/750V-Cu/PVC,KIV,1Cx35 SQmm,GREEN/YELLOW,CLASS 5,COSMOLINK VINA/VIETNAM | m
2170 | VB2 | A92130102 | WIRE,KIV CABLE,1Cx1.0 SQmm,YELLOW | M30 | m | 1060 | M30,, | 41564250106 | WIRE,300/500V-Cu/PVC,KIV,1Cx1.0 SQmm,YELLOW,CLASS 5,COSMOLINK VINA/VIETNAM | m
2171 | VB2 | A92130005 | PAINTS,Indoor paint same as RAL 7035 ,(Sơn nước) | M10 | kg | 9 | M10,, | NA | #N/A | #N/A
2172 | VB2 | A92130032 | CLIP,FUSE CLIP,LFL-6P-1,7.2kV,KOREA | M10 | ea | 24 | M10,, | NA | #N/A | #N/A
2173 | VB2 | A91200452 | STICKER,STICKER,BUSDUCT(NSPB),LINE DIRECTION,80X120,VIET NAM | M10 | ea | 2 | M10,, | 79668200128 | STICKER,BUSDUCT(NSPB),LINE DIRECTION,80X120,VIET NAM | ea
2174 | VB2 | A91200466 | STICKER,DANGER ELECTRICAL HAZARD,HxW: 60mmx55mm,Words: English and Vietnamese,LOCAL/VIETNAM | M10 | ea | 89 | M10,, | 79668200111 | STICKER,DANGER ELECTRICAL HAZARD,HxW: 60mmx55mm,Words: English and Vietnamese,LOCAL/VIET NAM | ea
2175 | VB2 | A91200470 | STICKER,STICKER PHASE,TYPE L1,L2,L3,N (Black, Brown, Gray, Blue),STK-PHASE-061, 30PI,VIET NAM | M10 | set | 90 | M10,, | 79668200062 | STICKER,STICKER PHASE,30PI,TYPE L1/L2/L3/N (Black/Brown/Gray/Blue),STK-PHASE-061,VIET NAM | set
2176 | VB2 | A91200481 | STICKER,SHUTTER STICKER,STICKER TYPE HT-05,FOR OUTGOING,APPLIED ON THE SHUTTER | M10 | ea | 7 | M10,, | 79668200113 | STICKER,SHUTTER STICKER,STICKER TYPE HT-05,FOR OUTGOING,APPLIED ON THE SHUTTER | ea
2177 | VB2 | A91200485 | STICKER,SHUTTER STICKER,STICKER TYPE HT-22,FOR FEEDER,APPLIED ON THE SHUTTER | M10 | ea | 9 | M10,, | 79668200114 | STICKER,SHUTTER STICKER,STICKER TYPE HT-22,FOR FEEDER,APPLIED ON THE SHUTTER | ea
2178 | VB2 | A91200486 | STICKER,SHUTTER STICKER,STICKER TYPE HT-21,FOR INCOMING,APPLIED ON THE SHUTTER | M10 | ea | 5 | M10,, | 79668200115 | STICKER,SHUTTER STICKER,STICKER TYPE HT-21,FOR INCOMING,APPLIED ON THE SHUTTER | ea
2179 | VB2 | A91200479 | STICKER,SHUTTER STICKER,STICKER TYPE HT-04,FOR PT,APPLIED ON THE SHUTTER | M10 | ea | 3 | M10,, | 79668200010 | STICKER,SHUTTER STICKER,STICKER TYPE HT-04,FOR PT,APPLIED ON THE SHUTTER | ea
2180 | VB2 | A92290020 | ELECTRIC MACHINE,DRILL ELECTRIC MACHINE,DF330DZ,MAKITA | M10 | ea | 3 | M10,, | NA | #N/A | #N/A
2181 | VB2 | A92290022 | ELECTRIC MACHINE,BATTERY,197280-8 PIN BL1850B (LI-ION, 18V, 5.0AH),MAKITA | M10 | ea | 30 | M10,, | NA | #N/A | #N/A
2182 | VB2 | A91200472 | STICKER,STICKER PHASE,TYPE L1,L2,L3,N (Black, Brown, Gray, Blue),STK-PHASE-063, 12PI,VIET NAM | M10 | set | 396 | M10,, | 79668200063 | STICKER,STICKER PHASE,12PI,TYPE L1/L2/L3/N (Black/Brown/Gray/Blue),STK-PHASE-063,VIET NAM | set
2183 | VB2 | A91200473 | STICKER,STICKER PHASE,TYPE L,N (Red, Black),STK-PHASE-064, 12PI,VIET NAM | M10 | set | 630 | M10,, | 79668200064 | STICKER,STICKER PHASE,12PI,TYPE L/N (Red/Black),STK-PHASE-064,VIET NAM | set
2184 | VB2 | A91200474 | STICKER,STICKER PHASE,TYPE R,N (Brown, Black),STK-PHASE-065, 12PI,VIET NAM | M10 | set | 682 | M10,, | 79668200065 | STICKER,STICKER PHASE,12PI,TYPE R/N (Brown/Black),STK-PHASE-065,VIET NAM | set
2185 | VB2 | A91200476 | STICKER,STICKER PHASE,TYPE L1,L2,L3,N (Brown, Black, Gray, Blue),STK-PHASE-066, 20PI,VIET NAM | M10 | set | 92 | M10,, | 79668200066 | STICKER,STICKER PHASE,20PI,TYPE L1/L2/L3/N (Brown/Black/Gray/Blue),STK-PHASE-066,VIET NAM | set
2186 | VB2 | A91200477 | STICKER,STICKER PHASE,TYPE P,N (Red, Black),STK-PHASE-067, 12PI,VIET NAM | M10 | set | 90 | M10,, | 79668200067 | STICKER,STICKER PHASE,12PI,TYPE P/N (Red/Black),STK-PHASE-067,VIET NAM | set
2187 | VB2 | A91200478 | STICKER,SHUTTER STICKER,STICKER TYPE HT-02,FOR FEEDER,APPLIED ON THE SHUTTER | M10 | ea | 22 | M10,, | 79668200112 | STICKER,SHUTTER STICKER,STICKER TYPE HT-02,FOR FEEDER,APPLIED ON THE SHUTTER | ea
2188 | VB2 | A31300224 | LAMP,YSPL2-DL12Y,125VDC,YELLOW,25PI,LED TYPE,YONGSUNG/KOREA | E31 | ea | 1 | E31,, | 10210003265 | LAMP,YSPL2-DL12Y,DC125V,YELLOW,25PI,LED,YONGSUNG/KOREA | ea
2189 | VB2 | A31300282 | LAMP,YSPL2-AL24N,240VAC,50/60Hz,NAVY BLUE,25PI,LED,YONGSUNG/KOREA | M10 | ea | 4 | M10,, | 10210003270 | LAMP,YSPL2-AL24N,AC240V,50/60Hz,NAVY BLUE,25PI,LED,YONGSUNG/KOREA | ea
2190 | VB2 | A31300283 | LAMP,YSPL2-AL24R,240VAC,50/60Hz,RED,25PI,LED,YONGSUNG/KOREA | M10 | ea | 2 | M10,, | 10210003271 | LAMP,YSPL2-AL24R,AC240V,50/60Hz,RED,25PI,LED,YONGSUNG/KOREA | ea
2191 | VB2 | A31300321 | LAMP,YSBPL2-AL22R,220VAC,50/60Hz,RED,25PI,LED,ENGLISH,TROPIC/HUMIDITY,YONGSUNG/KOREA | E31 | ea | 3 | E31,, | 10210003276 | LAMP,YSBPL2-AL22R,AC220V,50/60Hz,RED,25PI,LED,YONGSUNG/KOREA | ea
2192 | VB2 | A31300467 | LAMP,YSPL3-DL11R,110VDC,RED,30PI,LED,Standard UL 94/VO,YONGSUNG/KOREA. | M10 | ea | 10 | M10,, | 10210003291 | LAMP,YSPL3-DL11R,DC110V,RED,30PI,LED,Standard UL 94/VO,YONGSUNG/KOREA | ea
2193 | VB2 | A31300468 | LAMP,YSPL3-DL11G,110VDC,GREEN,30PI,LED,Standard UL 94/VO,YONGSUNG/KOREA. | M10 | ea | 10 | M10,, | 10210003292 | LAMP,YSPL3-DL11G,DC110V,GREEN,30PI,LED,Standard UL 94/VO,YONGSUNG/KOREA | ea
2194 | VB2 | A31300476 | LAMP,YSBSL33-DL11(RRYGYYYY),1X8,110VDC,RED+YELLOW+GREEN,30x30,LED,Standard UL 94/VO,YONGSUNG/KOREA | E31 | ea | 4 | E31,, | 10210003293 | LAMP,YSBSL33-DL11-RGY,1x8(R/2+Y/1+G/1+Y/4),DC110V,RED/YELLOW/GREEN,30x30,LED,Standard UL 94/VO,YONGSUNG/KOREA | ea
2195 | VB2 | A31300476 | LAMP,YSBSL33-DL11(RRYGYYYY),1X8,110VDC,RED+YELLOW+GREEN,30x30,LED,Standard UL 94/VO,YONGSUNG/KOREA | M10 | ea | 12 | M10,, | 10210003293 | LAMP,YSBSL33-DL11-RGY,1x8(R/2+Y/1+G/1+Y/4),DC110V,RED/YELLOW/GREEN,30x30,LED,Standard UL 94/VO,YONGSUNG/KOREA | ea
2196 | VB2 | A31300486 | LAMP,YSBSL33-DL11(GY),1X2,110VDC,GREEN+YELLOW,30x30,LED,Standard UL 94/VO,YONGSUNG/KOREA | E31 | ea | 2 | E31,, | 10210003294 | LAMP,YSBSL33-DL11-GY,1x2(G/1+Y/1),DC110V,GREEN/YELLOW,30x30,LED,Standard UL 94/VO,YONGSUNG/KOREA | ea
2197 | VB2 | A31300488 | LAMP,YSBSL33-DL11(RYYGYYY/YYYYYYY),2X7,110VDC,RED+YELLOW+GREEN,30x30,LED,Standard UL 94/VO,YONGSUNG/KOREA | E31 | ea | 2 | E31,, | 10210003295 | LAMP,YSBSL33-DL11-RGY,2x7(R/1+Y/2+G/1+Y/10),DC110V,RED/YELLOW/GREEN,30x30,LED,Standard UL 94/VO,YONGSUNG/KOREA | ea
2198 | VB2 | A31300490 | LAMP,YSBSL33-DL11(RYGYY/YYYYY),2X5,110VDC,RED+YELLOW+GREEN,30x30,LED,Standard UL 94/VO,YONGSUNG/KOREA | E31 | ea | 2 | E31,, | 10210003296 | LAMP,YSBSL33-DL11-RGY,2x5(R/1+Y/1+G/1+Y/7),DC110V,RED/YELLOW/GREEN,30x30,LED,Standard UL 94/VO,YONGSUNG/KOREA | ea
2199 | VB2 | A31300507 | LAMP,YSBSL33-AL22 Y13,1X3,220VAC,50/60Hz,YELLOW,30x30,LED,YONGSUNG/KOREA | M10 | ea | 26 | M10,, | 10210003278 | LAMP,YSBSL33-AL22-Y,1x3,AC220V,50/60Hz,YELLOW,30x30,LED,YONGSUNG/KOREA | ea
2200 | VB2 | A31300509 | LAMP,YSBSL33-AL22 Y25,2X5,220VAC,50/60Hz,YELLOW,30x30,LED,YONGSUNG/KOREA | M10 | ea | 2 | M10,, | 10210003279 | LAMP,YSBSL33-AL22-Y,2x5,AC220V,50/60Hz,YELLOW,30x30,LED,YONGSUNG/KOREA | ea
2201 | VB2 | A32600003 | T/B,YSAT035-01ZA,1P,35A,ASSEMBLY TERMINAL BLOCK,BOLT:Zn PLATING,YONGSUNG/KOREA | E31 | ea | 30 | E31,, | 10062725104 | T/B,YSAT035-01ZA 1P 35A,ASSEMBLY TERMINAL BLOCK(BOLT:Zn PLATING),YONGSUNG/KOREA | ea
2202 | VB2 | A32600003 | T/B,YSAT035-01ZA,1P,35A,ASSEMBLY TERMINAL BLOCK,BOLT:Zn PLATING,YONGSUNG/KOREA | M10 | ea | 22 | M10,, | 10062725104 | T/B,YSAT035-01ZA 1P 35A,ASSEMBLY TERMINAL BLOCK(BOLT:Zn PLATING),YONGSUNG/KOREA | ea
2203 | VB2 | A32600006 | T/B,YSFT030-03ZF,3P,30A,FIXING TERMINAL BLOCK,BOLT:Zn PLATING,W/PVC COVER,YONGSUNG/KOREA | M10 | ea | 4 | M10,, | 10062725105 | T/B,YSFT030-03ZF 3P 30A,FIXING TERMINAL BLOCK(BOLT:Zn PLATING) W/PVC COVER,YONGSUNG/KOREA | ea
2204 | VB2 | A32600007 | T/B,YSFT060-03ZF,3P,60A,FIXING TERMINAL BLOCK,BOLT:Zn PLATING,W/PVC COVER,YONGSUNG/KOREA | E31 | ea | 1 | E31,, | 10062725106 | T/B,YSFT060-03ZF 3P 60A,FIXING TERMINAL BLOCK(BOLT:Zn PLATING) W/PVC COVER,YONGSUNG/KOREA | ea
2205 | VB2 | A32600010 | T/B,YSFT030-04ZF,4P,30A,FIXING TERMINAL BLOCK,BOLT:Zn PLATING,W/PVC COVER,YONGSUNG/KOREA | M10 | ea | 3 | M10,, | 10062725107 | T/B,YSFT030-04ZF 4P 30A,FIXING TERMINAL BLOCK(BOLT:Zn PLATING) W/PVC COVER,YONGSUNG/KOREA | ea
2206 | VB2 | A32600055 | T/B,SEPARATOR,YS2AS-1,FOR YSAT020,FRONT,2 STAGES,YONGSUNG/KOREA | M10 | ea | 1488 | M10,, | 11020000049 | T/B ASS'Y,SEPARATOR,YS2AS-1 (2 STAGES FOR YSAT020 2 LAYERS/FRONT),YONGSUNG/KOREA | ea
2207 | VB2 | A32600056 | T/B,SEPARATOR,YS2AS-2,FOR YSAT020,REAR,2 STAGES,YONGSUNG/KOREA | E31 | ea | 1720 | E31,, | 11020000010 | T/B ASS'Y,SEPARATOR,YS2AS-2 (2 STAGES FOR YSAT020 2 LAYERS/BACK),YONGSUNG/KOREA | ea
2208 | VB2 | A32600056 | T/B,SEPARATOR,YS2AS-2,FOR YSAT020,REAR,2 STAGES,YONGSUNG/KOREA | M10 | ea | 346 | M10,, | 11020000010 | T/B ASS'Y,SEPARATOR,YS2AS-2 (2 STAGES FOR YSAT020 2 LAYERS/BACK),YONGSUNG/KOREA | ea
2209 | VB2 | A32600169 | T/B,YSFT030-06SF,6P,30A,FIXING TERMINAL BLOCK,BOLT:STAINLESS STEEL,W/PVC COVER,YONGSUNG/KOREA | E31 | ea | 1 | E31,, | 10062725119 | T/B,YSFT030-06SF 6P 30A,FIXING TERMINAL BLOCK(BOLT:STAINLESS STEEL) W/PVC COVER,YONGSUNG/KOREA | ea
2210 | VB2 | A32600169 | T/B,YSFT030-06SF,6P,30A,FIXING TERMINAL BLOCK,BOLT:STAINLESS STEEL,W/PVC COVER,YONGSUNG/KOREA | M10 | ea | 1 | M10,, | 10062725119 | T/B,YSFT030-06SF 6P 30A,FIXING TERMINAL BLOCK(BOLT:STAINLESS STEEL) W/PVC COVER,YONGSUNG/KOREA | ea
2211 | VB2 | A66000113 | WASHER,PLAIN WASHER,M16(I.D17/O.D30),SM45C,Ep-Fe/Zn 5/CM2(Cr3/White),TENSILE CLASS 10.9,GSB/KOREA | E31 | ea | 40 | E31,, | 47464111001 | WASHER,PLAIN WASHER,M16(I.D17/O.D30),SM45C,Ep-Fe/Zn 5/CM2(Cr3/White),TENSILE CLASS 10.9,GSB/KOREA | ea
2212 | VB2 | A66000115 | WASHER,SPRING WASHER,M14(I.D14.2/O.D25.4),Spring steel,Ep-Fe/Zn 5/CM2(Cr3/White),TENSILE CLASS 10.9,GSB/KOREA | E31 | ea | 400 | E31,, | 04060001428 | WASHER,SPRING WASHER,M14(I.D14.2/O.D25.4),Spring steel Ep-Fe/Zn 5/CM2(Cr3/White),TENSILE CLASS 10.9 GSB,KOREA | ea
2213 | VB2 | A66000116 | WASHER,PLAIN WASHER,M14(I.D15/O.D26),SM45C,Ep-Fe/Zn 5/CM2(Cr3/White),TENSILE CLASS 10.9,GSB/KOREA | E31 | ea | 800 | E31,, | 04060001429 | WASHER,PLAIN WASHER,M14(I.D15/O.D26),SM45C Ep-Fe/Zn 5/CM2(Cr3/White),TENSILE CLASS 10.9 GSB,KOREA | ea
2214 | VB2 | A64000077 | NUT,HEX NUT,M12,SM45C,Ep-Fe/Zn 5/CM2(Cr3/White),TENSILE CLASS 10.9,GSB/KOREA | E31 | ea | 85 | E31,, | 46918200003 | NUT,HEX NUT,M12,SM45C,Ep-Fe/Zn 5/CM2(Cr3/White),TENSILE CLASS 10.9,GSB/ KOREA | ea
2215 | VB2 | A64000080 | NUT,HEX NUT,M16,SM45C,Ep-Fe/Zn 5/CM2(Cr3/White),TENSILE CLASS 10.9,GSB/KOREA | E31 | ea | 20 | E31,, | 46918200005 | NUT,HEX NUT,M16,SM45C,Ep-Fe/Zn 5/CM2(Cr3/White),TENSILE CLASS 10.9,GSB/ KOREA | ea
2216 | VB2 | A64000082 | NUT,HEX NUT,M14,SM45C,Ep-Fe/Zn 5/CM2(Cr3/White),TENSILE CLASS 10.9,GSB/KOREA | M20 | ea | 400 | M20,, | 46918200004 | NUT,HEX NUT,M14,SM45C,Ep-Fe/Zn 5/CM2(Cr3/White),TENSILE CLASS 10.9,GSB/ KOREA | ea
2217 | VB2 | A68900010 | COVER,COVER TYPE:YSMS-C,USE FOR LIMIT SWITCH YSR/L,YONGSUNG/KOREA | M10 | ea | 166 | M10,, | 64618200013 | COVER,COVER TYPE: YSMS-C,USE FOR LIMIT SWITCH YSR/L,YONGSUNG/KOREA | ea
2218 | VB2 | A68900085 | IR WINDOW,IR WINDOW,WLIR-80,CaF2 | M10 | ea | 4 | M10,, | NA | #N/A | #N/A
2219 | VB2 | A68900177 | COVER,Button Protection cover,Type: YSBC3-A,30PI,PVC,YongSung/Korea | A12 | ea | 1 | A12,, | 00000000000 | #N/A | #N/A
2220 | VB2 | A69000003 | COVER ASS'Y,COVER ASSY,SUSOL E-S/W INTERLOCK KIT,IP COVER,W44294691,SHINWOO ELECTRIC | E31 | ea | 5 | E31,, | 64621100001 | COVER ASS'Y,SUSOL E-S/W INTERLOCK KIT,IP COVER,W44294691_,SHINWOO ELECTRIC | ea
2221 | VB2 | A69000003 | COVER ASS'Y,COVER ASSY,SUSOL E-S/W INTERLOCK KIT,IP COVER,W44294691,SHINWOO ELECTRIC | M10 | ea | 9 | M10,, | 64621100001 | COVER ASS'Y,SUSOL E-S/W INTERLOCK KIT,IP COVER,W44294691_,SHINWOO ELECTRIC | ea
2222 | VB2 | A69100006 | CRADLE ASS'Y,MECHANISM ASSY,TRUCK,VL-20H25B13,K-CODE NUMBER: 65423172411 | M10 | ea | 1 | M10,, | 01760000092 | CRADLE,CRADLE ASS'Y,MECHANISM ASS'Y,TRUCK,VL-20H25B13 (K-CODE NUMBER: 65423172411) | ea
2223 | VB2 | A69100007 | CRADLE ASS'Y,MECHANISM ASSY,TRUCK,VL-12H32B06,K-CODE NUMBER: 65423172418 | M10 | ea | 1 | M10,, | 01760000093 | CRADLE,CRADLE ASS'Y,MECHANISM ASS'Y,TRUCK | ea
2224 | VB2 | A69300025 | DEVICE ASS'Y,RMU MODULAR,SF6 GAS INSULATED SWITCH 24kV,LLFL, DETACHABLE GAS GAUGE, DRAWING 72313568219, DAESIN, KOREA | M10 | ea | 2 | M10,, | 5277VR60001 | DEVICE ASS'Y,RMU MODULAR SF6 GAS INSULATED SWITCH 24kV,LLFL,DETACHABLE GAS GAUGE, DRAWING 72313568219, DAESIN, KOREA | ea
2225 | VB2 | A67301177 | BASE,PARTITION PLATE,S-MCC,POSMAC,T1.6xW400xL634.6,MC0606,KOREA | E31 | ea | 2 | E31,, | 64263400001 | BASE,PARTITION PLATE,S-MCC_POSMAC,T1.6xW400xL634.6,MC0606,KOREA | ea
2226 | VB2 | A67301177 | BASE,PARTITION PLATE,S-MCC,POSMAC,T1.6xW400xL634.6,MC0606,KOREA | M10 | ea | 8 | M10,, | 64263400001 | BASE,PARTITION PLATE,S-MCC_POSMAC,T1.6xW400xL634.6,MC0606,KOREA | ea
2227 | VB2 | A67301178 | BASE,UNIT BASE,S-MCC,POSMAC,T1.6xW583xL421.6,MC0805,KOREA | M10 | ea | 197 | M10,, | 64263400002 | BASE,UNIT BASE,S-MCC_POSMAC,T1.6xW583xL421.6,MC0805,KOREA | ea
2228 | VB2 | A70300025 | FRAME,FRAME,POSMAC(L650),PANEL,SA070011,TAESAN HITEC/KOREA | E31 | ea | 6 | E31,, | 54614100006 | FRAME,POSMAC (L650),PANEL,SA070011,TAESAN HITEC/KOREA | ea
2229 | VB2 | A70300035 | FRAME,FRAME,POSMAC(L750),PANEL,SA070011,TAESAN HITEC/KOREA | E31 | ea | 16 | E31,, | 54614100007 | FRAME,POSMAC (L750),PANEL,SA070011,TAESAN HITEC/KOREA | ea
2230 | VB2 | A70300036 | FRAME,FRAME,POSMAC(L550),PANEL,SA070011,TAESAN HITEC/KOREA | E31 | ea | 4 | E31,, | 54614100008 | FRAME,POSMAC (L550),PANEL,SA070011,TAESAN HITEC/KOREA | ea
2231 | VB2 | A70300062 | FRAME,FRAME,POSMAC(L1075),PANEL,SA070011,TAESAN HITEC/KOREA | M10 | ea | 4 | M10,, | 54614100010 | FRAME,POSMAC (L1075),PANEL,SA070011,TAESAN HITEC/KOREA | ea
2232 | VB2 | A70300064 | FRAME,FRAME,POSMAC(L1975),PANEL,SA070011,TAESAN HITEC/KOREA | E31 | ea | 12 | E31,, | 54614100011 | FRAME,POSMAC (L1975),PANEL,SA070011,TAESAN HITEC/KOREA | ea
2233 | VB2 | A70300065 | FRAME,FRAME,POSMAC(L1000),PANEL,SA070011,TAESAN HITEC/KOREA | E31 | ea | 20 | E31,, | 54614100012 | FRAME,POSMAC (L1000),PANEL,SA070011,TAESAN HITEC/KOREA | ea
2234 | VB2 | A70300088 | FRAME,FRAME,POSMAC(L2275),PANEL,SA070011,TAESAN HITEC/KOREA | E31 | ea | 1 | E31,, | 54614100013 | FRAME,POSMAC (L2275),PANEL,SA070011,TAESAN HITEC/KOREA | ea
2235 | VB2 | A70300117 | FRAME,FRAME,POSMAC(L1450),PANEL,SA070011,TAESAN HITEC/KOREA | E31 | ea | 20 | E31,, | 54614100020 | FRAME,POSMAC (L1450),PANEL,SA070011,TAESAN HITEC/KOREA | ea
2236 | VB2 | A70300125 | FRAME,FRAME,POSMAC(L1775),PANEL,SA070011,TAESAN HITEC/KOREA | E31 | ea | 8 | E31,, | 54614100021 | FRAME,POSMAC (L1775),PANEL,SA070011,TAESAN HITEC/KOREA | ea
2237 | VB2 | A71800001 | LATCH,U-LATCH, JSA07005-G55 | M10 | ea | 210 | M10,, | 65214100002 | LATCH,U-LATCH,JSA07005- G55 | ea
2238 | VB2 | A73500517 | PANEL,DB PANEL BY OUTSOURCING,L252A120 | M10 | pnl | 2 | M10,, | 64814111111 | PANEL,DB PANEL BY OUTSOURCING,L252A120_ | pnl
2239 | VB2 | A70700004 | GUIDE,UNIT GUIDE RAIL,HMCC,JSA06004 | M10 | ea | 7 | M10,, | 55111160001 | GUIDE,UNIT GUIDE RAIL,HMCC,JSA06004_ | ea
2240 | VB2 | A32600611 | T/B,HFTB-603S,3P,60A,BOLT:STAINLESS STEEL,W/PVC COVER,HIVERO/VIETNAM | M10 | ea | 102 | M10,, | 10062725140 | T/B,HFTB-603S 3P 60A,FIXING TERMINAL BLOCK(BOLT:STAINLESS STEEL) W/PVC COVER,HIVERO/VIETNAM | ea
2241 | VB2 | A32600612 | T/B,HFTB-604S,4P,60A,BOLT:STAINLESS STEEL,W/PVC COVER,HIVERO/VIETNAM | M10 | ea | 8 | M10,, | 10062725141 | T/B,HFTB-604S 4P 60A,FIXING TERMINAL BLOCK(BOLT:STAINLESS STEEL) W/PVC COVER,HIVERO/VIETNAM | ea
2242 | VB2 | A91200487 | STICKER,STICKER PHASE,TYPE "+,-" (Red, Black),STK-PHASE-068, 12PI,VIET NAM | M10 | set | 397 | M10,, | 79668200068 | STICKER,STICKER PHASE,12PI,TYPE "+/-" (Red/Black),STK-PHASE-068,VIET NAM | set
2243 | VB2 | A68900080 | COVER,MECH COVER+MIMIC, GAU,COMPACT AIS,S44297276RD | M10 | ea | 3 | M10,, | 64618200007 | COVER,MECH COVER+MIMIC,COMPACT AIS,S44297276RD,GAU | ea
2244 | VB2 | A65100086 | SCREW,(+)PAN HEAD SCREW,M5,L40,SWCH,EP-FE/ZN 3/CM2(Cr3/White) | M10 | ea | 4270 | M10,, | 03660002320 | SCREW,(+)PAN HEAD SCREW,M5,L40,SWCH,EP-FE/ZN 3/CM2(Cr3/White) | ea
2245 | VB2 | A65100203 | SCREW,(+)SELF-TAPPING SCREW,M4,L20,EP-FE/ZN 3/CM2(Cr3/White) | M10 | ea | 6000 | M10,, | 03660002347 | SCREW,(+)SELF-TAPPING SCREW,M4,L20,EP-FE/ZN 3/CM2(Cr3/White) | ea
2246 | VB2 | A65100206 | SCREW,(+)SELF-TAPPING SCREW,M5,L20,EP-FE/ZN 3/CM2(Cr3/White) | M10 | ea | 5000 | M10,, | 03660002348 | SCREW,(+)SELF-TAPPING SCREW,M5,L20,EP-FE/ZN 3/CM2(Cr3/White) | ea
2247 | VB2 | A12700111 | MFM,ELITE 300-30A,PT:57.7V(100V)~240V(415V)AC 3P4W(3P3W),CT:1(5)A,50Hz,1.0CL,AUX.POWER:40~300V AC/DC,RS485 MODBUS,SECURE/INDIA | M10 | ea | 3 | M10,, | 17510001237 | MULTI M,ELITE300-30A,Un:57.7V(100V)-240V(415V)AC 3P4W(3P3W) In:1(5)A,50Hz,AUX.POWER:AC/DC40-300V,1.0CL,MODBUS RS485,SECURE/INDIA | ea
2248 | VB2 | A11920070 | BAY CONTROL UNIT,SICAM FCM,6MD2322-1AA00-1AA0 Multifunction measuring device/Directional short circuit and fault detector | M10 | ea | 5 | M10,, | #N/A | #N/A | #N/A
2249 | VB2 | A15900164 | TTM,HCTT-04S,4P,BODY W/BANGJIN COVER,R-Y-B-BK,BLACK COLOR,BODY W/PLUG,HIVERO/VIETNAM. | M10 | ea | 145 | M10,, | 27410000534 | TTM,HCTT-04S,4P,BODY W/BANGJIN COVER,R-Y-B-BK(Red-Yellow-Blue-Black),BLACK COLOR,BODY W/PLUG,HIVERO/VIETNAM | ea
2250 | VB2 | A91200085 | STICKER,DEVICE STICKER,Self Adhensive Labels, No.101 type A5 - (10sheet/Box) | M10 | box | 200 | M10,, | 79668200033 | STICKER,DEVICE STICKER,Self Adhensive Labels,No.101 type A5 - (10sheet/Box) | box
2251 | VB2 | A71400006 | HOUSING ASS'Y,Accessory of Housing PIDIS,Diameter 40mm,Black tube,CHINA | M10 | ea | 10 | M10,, | 55828200002 | HOUSING ASS'Y,Accessory of Housing PIDIS,Diameter 40mm,Black tube,CHINA | ea
2252 | VB2 | A81100124 | COPPER,C1100BB-H/2,BUSBAR,T4,W15,L4000 | M20 | kg | 124.96 | M20,, | 40310007421 | COPPER,C1100BB-H/2,BUSBAR,T4.0,W15,L4000 | kg
2253 | VB2 | A65100037 | SCREW,(+)PH,SCREW,M4,L100,SWCH,EP-FE/ZN 3/White | M20 | ea | 8500 | M20,, | 03660002315 | SCREW,(+)PH,M4,L100,SWCH,EP-FE/ZN 3/CM2(Cr3/White) | ea
2254 | VB2 | A65100110 | SCREW,(+)PAN HEAD SCREW,M4,L25,SWCH,EP-FE/ZN 3/CM2(Cr3/White) | M20 | ea | 4000 | M20,, | 03660002335 | SCREW,(+)PAN HEAD SCREW,M4,L25,SWCH,EP-FE/ZN 3/CM2(Cr3/White) | ea
2255 | VB2 | A61200219 | BOLT,BOLT,HEX,M12,L25,SWCH,Ep-Fe/Zn 5/CM2(Cr3/White),TENSILE CLASS 8.8 | M20 | ea | 1802 | M20,, | 01210100200 | BOLT,HEX BOLT,M12,L25,SWCH,Ep-Fe/Zn 5/CM2(Cr3/White),TENSILE CLASS 8.8 | ea
2256 | VB2 | A61200292 | BOLT,HEX BOLT,P/W*2+S/W*1+NUT*1,M10,L90,SM45C,Ep-Fe/Zn 5/CM2(Cr3/White),TENSILE CLASS 8.8 | M20 | set | 1230 | M20,, | 01210100284 | BOLT,HEX BOLT,P/W*2+S/W*1+NUT*1,M10,L90,SM45C,Ep-Fe/Zn 5/CM2(Cr3/White),TENSILE CLASS 8.8 | set
2257 | VB2 | A17102233 | CT,KBJ-25,1.2kV,150/5A,5VA,1.0CL,50Hz,ф25,LIGHTSTAR/KOREA | M10 | ea | 3 | M10,, | 24060027117 | CT,KBJ-25,1.2kV,150/5A,5VA,1.0CL,50Hz,25PI,LIGHTSTAR/KOREA | ea
2258 | VB2 | A17103953 | CT,KBJ-03,1.2kV,200/5A,5VA,CL0.5FS10,50Hz,ф30,INSULATION CLASS A,LIGHTSTAR/KOREA | M10 | ea | 2 | M10,, | 24060027129 | CT,KBJ-03,1.2kV,200/5A,5VA,CL0.5FS10,50Hz,30PI,INSULATION CLASS A,LIGHTSTAR/KOREA | ea
2259 | VB2 | A17103774 | CT,KBJ-03,1.2kV,100/5A,5VA,1.0CL,50/60Hz,ф30,LIGHTSTAR/KOREA | M10 | ea | 6 | M10,, | 24060027125 | CT,KBJ-03,1.2kV,100/5A,5VA,1.0CL,50/60Hz,30PI,LIGHTSTAR/KOREA | ea
2260 | VB2 | A17103487 | CT,KBK-26,1.2kV,100/1A,5VA,CL0.5FS10,50Hz,Direct connect,LIGHTSTAR/KOREA. | M10 | ea | 4 | M10,, | 24060027153 | CT,KBK-26,1.2kV,100/1A,5VA,CL0.5FS10,50Hz,Direct connect,LIGHTSTAR/KOREA | ea
2261 | VB2 | A17800199 | ZCT,KGB-07,SQUARE210X30,CURR.RATIO:200mA/100mV,RATED CURR:600A,50Hz,LIGHTSTAR/KOREA. | M10 | ea | 2 | M10,, | 24460000995 | ZCT,KGB-07,CURR.RATIO:200mA/100mV,RATED CURR:600A,50/60Hz,SQUARE210X30,LIGHTSTAR/KOREA | ea
2262 | VB2 | A22300750 | AUX RELAY,HLY4SN-D24,DC24V,AUX.CONTACT:4C,10A,W/Socket HLY4S and hold down clip,LED,HIVERO/CHINA | M10 | ea | 3 | M10,, | 12870000984 | AUX RELAY,HLY4SN-D24,COIL VOLTAGE:DC24V,AUX.CONTACT:4C,W/SOCKET HLY4S,LED,HOLD DOWN CLIP,HIVERO/CHINA | ea
2263 | VB2 | A24500017 | LIMIT S/W,RZ-15GW2S-B3,250VAC/15A,AUX.CONTACT 1C,MICRO SWITCH COVER,ROLLER LEVER,HIVERO/CHINA. | M10 | ea | 218 | M10,, | 25810000128 | LIMIT S/W,RZ-15GW2S-B3,250VAC/15A,AUX.CONTACT 1C,MICRO SWITCH COVER,ROLLER LEVER,HIVERO/CHINA | ea
2264 | VB2 | A24600081 | PB S/W,HC25B-3Bu,25PI,3a3b,BLUE COLOR,HIVERO/VIETNAM. | M10 | ea | 2 | M10,, | 25910000553 | PB S/W,HC25B-3Bu,25PI,3a3b,BLUE COLOR,HIVERO/VIETNAM | ea
2265 | VB2 | A37600002 | CABLE LUG,RING,JOT 1.5-M5,1.5SQ,1 HOLE,JEONO / KOREA. | M20 | ea | 27000 | M20,, | 05510001785 | CABLE LUG,RING,JOT 1.5-M5,1.5 SQmm,1 HOLE,JEONO/KOREA | ea
2266 | VB2 | A62500081 | DUCT,Duct Cover SWD6060,W60,2000,GRAY,LINK WELL/CHINA | M10 | ea | 19 | M10,, | 01860000220 | DUCT,Duct Cover SWD6060,W60,L2000,GRAY,LINK WELL/CHINA | ea
2267 | VB2 | A62500088 | DUCT,SWD6025 LD,W25,H60,2000,GRAY,LINK WELL/CHINA | M10 | ea | 90 | M10,, | 01860000224 | DUCT,SWD6025 LD,W25,H60,L2000,GRAY,LINK WELL/CHINA | ea
2268 | VB2 | A37800021 | COLOR CAP,CAP,8P,BLUE,CHINA. | M10 | ea | 2000 | M10,, | 05660001097 | COLOR CAP,CAP,8P,BLUE,CHINA | ea
2269 | VB2 | A37800416 | COLOR CAP,CAP,35P,BROWN,VIJAYA/VIET NAM. | M10 | ea | 1000 | M10,, | 05660001258 | COLOR CAP,CAP,35P,BROWN,VIJAYA/VIET NAM | ea
2270 | VB2 | A37800417 | COLOR CAP,CAP,4.0P,BROWN,VIJAYA/VIET NAM. | M10 | ea | 5000 | M10,, | 05660001259 | COLOR CAP,CAP,4.0P,BROWN,VIJAYA/VIET NAM | ea
2271 | VB2 | A37800422 | COLOR CAP,CAP,120P,GRAY,VIJAYA/VIET NAM. | M10 | ea | 100 | M10,, | 05660001260 | COLOR CAP,CAP,120P,GRAY,VIJAYA/VIET NAM | ea
2272 | VB2 | A17800117 | ZCT,LZT-080(I),80Ø,200mA/0.1mA,K-CODE:76512532080,LSIS/KOREA. | M10 | ea | 1 | M10,, | 76512532080 | ZCT,LZT,080(I) | ea
2273 | VB2 | A22300757 | AUX RELAY,HLY2SN-A240,AC 230/240V,50/60Hz,AUX.CONTACT:2C,10A,W/Socket HLY2S and hold down clip,LED,HIVERO/CHINA | M10 | ea | 2 | M10,, | #N/A | #N/A | #N/A
2274 | VB2 | A31300413 | LAMP,HC25P-11FLG,AC/DC100-130V,50/60Hz,GREEN COLOR,25PI,LED TYPE,HIVERO/VIETNAM. | M10 | ea | 111 | M10,, | 10210003310 | LAMP,HC25P-11FLG,AC/DC100-130V,50/60Hz,GREEN,25PI,LED,HIVERO/VIETNAM | ea
2275 | VB2 | A32600277 | T/B,NUMBERING,ZB8H,FROM 11~20,KECO/CHINA | M10 | ea | 2751 | M10,, | 11020000009 | T/B ASS'Y,NUMBERING,ZB8H (FROM 11-20),ECO/CHINA | ea
2276 | VB2 | A32600281 | T/B,END COVER,D-URTK/S,FOR TB HURTK/S,KECO | M10 | ea | 169 | M10,, | 11020000011 | T/B ASS'Y,END COVER,D-URTK/S FOR TB HURTK/S,KECO/CHINA | ea
2277 | VB2 | A31000001 | FUSE,DIAZED,KFS-A2,500V,2A,USE FOR FUSE HOLDER KF-30L,KACON/KOREA. | M10 | ea | 9 | M10,, | 09360000682 | FUSE,DIAZED,KFS-A2,500V,2A,USE FOR FUSE HOLDER KF-30L,KACON/KOREA | ea
2278 | VB2 | A31900029 | RESISTOR,10W,2.7K | M10 | ea | 48 | M10,, | NA | #N/A | #N/A
2279 | VB2 | A37600043 | CABLE LUG,RING,JOT 25-M12,25.0SQ,1 HOLE,JEONO / KOREA. | M10 | ea | 452 | M10,, | 05510001799 | CABLE LUG,RING,JOT 25-M12,25.0 SQmm,1 HOLE,JEONO/KOREA | ea
2280 | VB2 | A37600047 | CABLE LUG,RING,JOT 35-M12,35.0SQ,1 HOLE,JEONO / KOREA. | M10 | ea | 450 | M10,, | 05510001801 | CABLE LUG,RING,JOT 35-M12,35.0 SQmm,1 HOLE,JEONO/KOREA | ea
2281 | VB2 | A37600880 | CABLE LUG,BLADE,JOBN 252 2.0,2.0SQ,22MM LENGTH,JEONO / KOREA. | M20 | ea | 10800 | M20,, | 05510001831 | CABLE LUG,BLADE,JOBN 252 2.0,2.0 SQmm,22MM LENGTH,JEONO / KOREA | ea
2282 | VB2 | A37800100 | COLOR CAP,THERMO STC-CAP,STC 50,BLACK,SEUNGJEON/KOREA. | M20 | ea | 500 | M20,, | 05660001134 | COLOR CAP,THERMO STC-CAP,STC 50,BLACK,SEUNGJEON/KOREA | ea
2283 | VB2 | A37800129 | COLOR CAP,THERMO STC-CAP,JOTC 10,RED,SEUNGJEON/KOREA. | M20 | ea | 7700 | M20,, | 05660001137 | COLOR CAP,THERMO STC-CAP,JOTC 10,RED,SEUNGJEON/KOREA | ea
2284 | VB2 | A37601012 | CABLE LUG,RING,JOCP 400-M12,400.0SQ,1 HOLE,JEONO / KOREA. | M10 | ea | 300 | M10,, | 05510001855 | CABLE LUG,RING,JOCP 400-M12,400.0 SQmm,1 HOLE,JEONO/KOREA | ea
2285 | VB2 | A37601047 | CABLE LUG,INSULATED TERMINAL TYPE:BLADE TYPE,JOBP 6,6SQ-5MM,BLUE STRAIGHT,JEONO/KOREA. | M10 | ea | 1000 | M10,, | 05510001859 | CABLE LUG,INSULATED TERMINAL TYPE:BLADE TYPE,JOBP 6,6.0 SQmm-5MM,BLUE STRAIGHT,JEONO/KOREA | ea
2286 | VB2 | A37800181 | COLOR CAP,THERMO STC-CAP,STC 4,YELLOW,SEUNGJEON/KOREA | M20 | ea | 15000 | M20,, | #N/A | #N/A | #N/A
2287 | VB2 | A67300392 | BASE,BASE Panel,LV(ROLL FORMING),(W=900 D=2200),S44028425 (36 KG) | M10 | ea | 1 | M10,, | 64268200084 | BASE,BASE Panel,LV (ROLL FORMING),(W=900 D=2200),S44028425 (36 KG) | ea
2288 | VB2 | A64000018 | NUT,RATCHET NUT,M12,SWCH,EP-FE/ZN 3/CM2 | M20 | ea | 1000 | M20,, | 03010000871 | NUT,RATCHET NUT,M12,SWCH,EP-FE/ZN 3/CM2 | ea
2289 | VB2 | A64000028 | NUT,HEX NUT,M12,SM45C,Ep-Fe/Zn 5/CM2(Cr3/White),TENSILE CLASS 8 | M20 | ea | 3000 | M20,, | 03010000872 | NUT,HEX NUT,M12,SM45C,Ep-Fe/Zn 5/CM2(Cr3/White),TENSILE CLASS 8 | ea
2290 | VB2 | A64000033 | NUT,THIN HEAD HALF HEX INSERT NUT,M10,LGB SM10 HL | M20 | ea | 5100 | M20,, | 03010000862 | NUT,THIN HEAD HALF HEX INSERT NUT,M10,LGB SM10 HL | ea
2291 | VB2 | A64000035 | NUT,THIN HEAD HALF HEX INSERT NUT,M8,LGB SM8HL | M20 | ea | 7000 | M20,, | 03010000873 | NUT,THIN HEAD HALF HEX INSERT NUT,M8,LGB SM8HL | ea
2292 | VB2 | A64000046 | NUT,SELF LOCKING NUT WITH NYLON INSERT,M6,SM45C,DIN 985,TENSILE CLASS 8 | M20 | ea | 4768 | M20,, | 03010000863 | NUT,SELF LOCKING NUT WITH NYLON INSERT,M6,SM45C,DIN 985,TENSILE CLASS 8 | ea
2293 | VB2 | A64000071 | NUT,DIN 6923 HEXAGON NUT WITH FLANGE,M5,SWCH,Ep-Fe/Zn 5/CM2(Cr3/White),FOR DVR CABINET | M10 | ea | 2904 | M10,, | 03010000859 | NUT,DIN 6923 HEXAGON NUT WITH FLANGE,M5,SWCH,Ep-Fe/Zn 5/CM2(Cr3/White) | ea
2294 | VB2 | A64300050 | PACKING(OUTLINE),PVC PIPE 8PI | M20 | m | 300 | M20,, | 03060000475 | PACKING,PACKING(OUTLINE),PVC PIPE 8PI | m2
2295 | VB2 | A64300060 | PACKING(OUTLINE),CÁCH NHIỆT A2-2L(2 MẶT NHÔM, 2 LỚP TÚI KHÍ),CAT TUONG/VIET NAM | M10 | m2 | 178 | M10,, | 03060000474 | PACKING,PACKING(OUTLINE),CÁCH NHIỆT A2-2L,2 MẶT NHÔM & 2 LỚP TÚI KHÍ,CAT TUONG/VIET NAM | m2
2296 | VB2 | A64900005 | RIVET,BLIND RIVET, MEGA GRIP TYPE,D6.4,L14,Ep-Fe/Zn 5/CM2(Cr3/White),Steel,China | M20 | ea | 2223 | M20,, | 03410000150 | RIVET,BLIND RIVET (MEGA GRIP TYPE),D6.4,L14,STEEL,Ep-Fe/Zn 5/CM2(Cr3/White),CHINA | ea
2297 | VB2 | A66000016 | WASHER,SPRING WASHER,M12,SM45C,Ep-Fe/Zn 5/CM2(Cr3/White) | M20 | ea | 1664 | M20,, | 04060001405 | WASHER,SPRING WASHER,M12,SM45C Ep-Fe/Zn 5/CM2(Cr3/White) | ea
2298 | VB2 | A65100005 | SCREW,(+)PAN HEAD SCREW,M5,L25,SWCH,EP-FE/ZN 3/White | M20 | ea | 6800 | M20,, | 03660002314 | SCREW,(+)PAN HEAD SCREW,M5,L25,SWCH,EP-FE/ZN 3/White | ea
2299 | VB2 | A65100009 | SCREW,(+)PAN HEAD SCREW(SEMS),P/W*1+S/W*1,M6,L12,SWCH,EP-FE/ZN 3/CM2(Cr3/White) | M20 | ea | 7500 | M20,, | 03660002316 | SCREW,(+)PAN HEAD SCREW(SEMS),(P/W*1+S/W*1),M6,L12,SWCH,EP-FE/ZN 3/CM2(Cr3/White) | ea
2300 | VB2 | A65100081 | SCREW,(+)PAN HEAD SCREW,M4,L12,SWCH,EP-FE/ZN 3/CM2(Cr3/White) | M20 | ea | 10000 | M20,, | 00000000000 | #N/A | #N/A
2301 | VB2 | A65100089 | SCREW,(+)PAN HEAD SCREW(SEMS),P/W*1+S/W*1,M4,L8,SWCH,EP-FE/ZN 3/CM2(Cr3/White) | M20 | set | 18000 | M20,, | 03660002322 | SCREW,(+)PAN HEAD SCREW,M6,L50,SWCH,EP-FE/ZN 3/CM2(Cr3/White) | ea
2302 | VB2 | A65100090 | SCREW,(+)PAN HEAD SCREW,M6,L50,SWCH,EP-FE/ZN 3/CM2(Cr3/White) | M20 | ea | 1655 | M20,, | 03660002322 | SCREW,(+)PAN HEAD SCREW,M6,L50,SWCH,EP-FE/ZN 3/CM2(Cr3/White) | ea
2303 | VB2 | A66000056 | WASHER,SPRING WASHER,M5,SM45C,Ep-Fe/Zn 5/CM2(Cr3/White) | M20 | ea | 10000 | M20,, | 04060001414 | WASHER,SPRING WASHER,M5,SM45C Ep-Fe/Zn 5/CM2(Cr3/White) | ea
2304 | VB2 | A66000058 | WASHER,SPRING WASHER,M16,SM45C,Ep-Fe/Zn 5/CM2(Cr3/White) | M10 | ea | 1460 | M10,, | 04060001415 | WASHER,SPRING WASHER,M16,SM45C Ep-Fe/Zn 5/CM2(Cr3/White) | ea
2305 | VB2 | A66000071 | WASHER,NyLon insulation washer,T:1.0mm,M6,NYLON66,color: NyLon true nature,OUTDIA:10mm | M20 | ea | 2266 | M20,, | 04060001416 | WASHER,NYLON INSULATION WASHER,T1,M6,NYLON66,Color: NyLon true nature,OUTDIA:10mm | ea
2306 | VB2 | A66000095 | WASHER,Serrated lock washers,M5,SM45C,Ep-Fe/Zn 5/CM2(Cr3/White) | M10 | ea | 2840 | M10,, | 04060001422 | WASHER,Serrated lock washer,M5,SM45C Ep-Fe/Zn 5/CM2(Cr3/White) | ea
2307 | VB2 | A66000098 | WASHER,PLAIN WASHER,T3.2,M12(D13/D30),SM45C,Ep-Fe/Zn 5/CM2(Cr3/White) | M10 | ea | 10765 | M10,, | 04060001423 | WASHER,PLAIN WASHER,T3.2,M12(D13/D30) | ea
2308 | VB2 | A64000004 | NUT,HEX NUT,M6,SWCH,Ep-Fe/Zn 5/CM2(Cr3/White),TENSILE CLASS 5 | M20 | ea | 10000 | M20,, | 03010000874 | NUT,HEX NUT,M6,SWCH,Ep-Fe/Zn 5/CM2(Cr3/White),TENSILE CLASS 5 | ea
2309 | VB2 | A64000047 | NUT,SELF LOCKING NUT WITH NYLON INSERT,M8,SM45C,DIN 985,TENSILE CLASS 8 | M10 | ea | 4846 | M10,, | 03010000864 | NUT,SELF LOCKING NUT WITH NYLON INSERT,M8,SM45C,DIN 985,TENSILE CLASS 8 | ea
2310 | VB2 | A64000048 | NUT,HEX NUT,M8,SM45C,Ep-Fe/Zn 5/CM2(Cr3/White),TENSILE CLASS 8 | M20 | ea | 5000 | M20,, | 03010000865 | NUT,HEX NUT,M8,SM45C,Ep-Fe/Zn 5/CM2(Cr3/White),TENSILE CLASS 8 | ea
2311 | VB2 | A64000050 | NUT,HEX NUT,M16,SM45C,Ep-Fe/Zn 5/CM2(Cr3/White),TENSILE CLASS 8 | M10 | ea | 63 | M10,, | 03010000867 | NUT,HEX NUT,M16,SM45C,Ep-Fe/Zn 5/CM2(Cr3/White),TENSILE CLASS 8 | ea
2312 | VB2 | A64000060 | NUT,POP NUT,M5, VIET NAM | M20 | ea | 5633 | M20,, | 03010000857 | NUT,POP NUT,M5,VIET NAM | ea
2313 | VB2 | A64000063 | NUT,GUIDE NUT,M6,SS400B,Ep-Fe/Zn 5/CM2(Cr3/White),PPC8012120268,D15L8.5,NAM PHONG/VIETNAM | M10 | ea | 65 | M10,, | 46918200008 | NUT,GUIDE NUT,M6,SS400B,Ep-Fe/Zn 5/CM2(Cr3/White),PPC8012120268 (D15L8.5),NAM PHONG/VIETNAM | ea
2314 | VB2 | A65100103 | SCREW,(+)FLAT HEAD SCREW,M5,L10,STS | M20 | ea | 960 | M20,, | 03660002332 | SCREW,(+)FLAT HEAD SCREW,M5,L10,STS | ea
2315 | VB2 | A65100104 | SCREW,(+)TRUS HEAD SCREW,M6,L15,STS | M20 | ea | 35270 | M20,, | 03660002333 | SCREW,(+)TRUS HEAD SCREW,M6,L15,STS | ea
2316 | VB2 | A65100112 | SCREW,(+)PAN HEAD SCREW,M5,L30,SWCH,EP-FE/ZN 3/CM2(Cr3/White) | M20 | ea | 1910 | M20,, | 03660002336 | SCREW,(+)PAN HEAD SCREW,M5,L30,SWCH,EP-FE/ZN 3/CM2(Cr3/White) | ea
2317 | VB2 | A65100136 | SCREW,(+)TRUS HEAD SCREW,M5,L8,STS | E31 | ea | 2742 | E31,, | 03660002341 | SCREW,(+)TRUS HEAD SCREW,M5,L8,STS | ea
2318 | VB2 | A65100136 | SCREW,(+)TRUS HEAD SCREW,M5,L8,STS | M10 | ea | 258 | M10,, | 03660002341 | SCREW,(+)TRUS HEAD SCREW,M5,L8,STS | ea
2319 | VB2 | A65100150 | SCREW,(+)PAN HEAD SCREW(SEMS),P/W*1+S/W*1,M4,L10,SWCH,EP-FE/ZN 3/CM2(Cr3/White) | M20 | set | 84000 | M20,, | 03660002358 | SCREW,(+)PAN HEAD SCREW (SEMS),P/W*1+S/W*1,M4,L10,SWCH,EP-FE/ZN 3/CM2(Cr3/White) | set
2320 | VB2 | A65100152 | SCREW,(+)PAN HEAD SCREW(SEMS),P/W*1+S/W*1,M6,L15,SWCH,EP-FE/ZN 3/CM2(Cr3/White) | M20 | ea | 19245 | M20,, | 03660002323 | SCREW,(+)PAN HEAD SCREW (SEMS),P/W*1+S/W*1,M6,L15,SWCH,EP-FE/ZN 3/CM2(Cr3/White) | ea
2321 | VB2 | A66000114 | WASHER,Serrated lock washers,M6,SM45C,Ep-Fe/Zn 5/CM2(Cr3/White) | M10 | ea | 1750 | M10,, | 04060001427 | WASHER,Serrated lock washer,M6,SM45C Ep-Fe/Zn 5/CM2(Cr3/White) | ea
2322 | VB2 | A64000074 | NUT,HEX DOMED CAP NUT,M4,STS304 | M10 | ea | 20 | M10,, | 03010000869 | NUT,HEX DOMED CAP NUT,M4,STS304 | ea
2323 | VB2 | A64000076 | NUT,WING NUTS,M5,STS304,CHINA | M10 | ea | 100 | M10,, | 03010000875 | NUT,WING NUTS,M5,STS304,CHINA | ea
2324 | VB2 | A64500002 | PIN,HINGE,PIN(L50),MCC,MC1201-P3 | M10 | ea | 90 | M10,, | 03110000452 | PIN,HINGE PIN,L50,MCC,MC1201-P3 | ea
2325 | VB2 | A67600005 | BLOCK,DOOR LOCK BLOCK,7.2,12,24KV,K-CODE NUMBER:56764111031,SME400085 | M10 | ea | 16 | M10,, | NA | #N/A | #N/A
2326 | VB2 | A68900070 | COVER,DUMMY COVER+MIMIC,COMPACT AIS,S44292601RC | M10 | ea | 3 | M10,, | 64618200011 | COVER,DUMMY COVER+MIMIC,COMPACT AIS,S44292601RC_ | ea
2327 | VB2 | A68900074 | COVER,DUMMY COVER+MIMIC,COMPACT AIS,S44292601RD | M10 | ea | 19 | M10,, | 64618200012 | COVER,DUMMY COVER+MIMIC,COMPACT AIS,S44292601RD_ | ea
2328 | VB2 | A68900077 | COVER,MECH COVER+MIMIC, GAU,COMPACT AIS,S44297276RC | M10 | ea | 3 | M10,, | 64618200006 | COVER,MECH COVER+MIMIC,COMPACT AIS,S44297276RC,GAU | ea
2329 | VB2 | A67301270 | BASE,BASE Panel,MCSG-7.2/12KV(VL TYPE),(W=750 D=2400),B202432 (34.3KG),VIET NAM | M10 | ea | 3 | M10,, | 64268200067 | BASE,BASE Panel,MCSG-7.2/12KV (VL TYPE),(W=750 D=2400),B202432 (34.3KG),VIET NAM | ea
2330 | VB2 | A68900134 | COVER,MECH COVER+MIMIC, PU,COMPACT AIS,S44300709RC | M10 | ea | 7 | M10,, | 64618200021 | COVER,MECH COVER+MIMIC,PU,COMPACT AIS,S44300709RC | ea
2331 | VB2 | A68900138 | COVER,MECH COVER+MIMIC, FU,MCSG-L,S44300705RH | M10 | ea | 1 | M10,, | 64618200022 | COVER,MECH COVER+MIMIC,FU,MCSG-L,S44300705RH | ea
2332 | VB2 | A68900140 | COVER,MECH COVER+MIMIC, CU-W,COMPACT AIS,S44300707RB | M10 | ea | 5 | M10,, | 64618200023 | COVER,MECH COVER+MIMIC,CU-W,COMPACT AIS,S44300707RB | ea
2333 | VB2 | A68900176 | COVER,PVC COVER FOR HANDLE LEVEL(MS104),VTC22-73-03,PVC(BLACK),VIETNAM | M10 | ea | 726 | M10,, | 64618200025 | COVER,PVC COVER FOR HANDLE LEVEL(MS104),VTC22-73-03,PVC(BLACK),VIET NAM | ea
2334 | VB2 | A67301375 | BASE,BASE Panel,LV,(W=800 D=1000),S44080040 (20 KG),VIET NAM | M10 | ea | 1 | M10,, | 64268200071 | BASE,BASE Panel,LV,(W=800 D=1000),S44080040 (20 KG),VIET NAM | ea
2335 | VB2 | A83200296 | TUBE,Thin Wall Tube (Up to 3.3KV),GSC,20/10,BLACK,GALA/INDIA | M10 | m | 942.5 | M10,, | NA | #N/A | #N/A
2336 | VB2 | A83200298 | TUBE,Number Tube JNTU,060,6.0 Sqmm,Green Color,JEONO/KOREA | M20 | m | 400 | M20,, | 41960001480 | TUBE,Number Tube JNTU,060,6.0 Sqmm,Green Color,JEONO/KOREA | m
2337 | VB2 | A83200299 | TUBE,Thin Wall Tube (Up to 3.3KV),GSC,150/75,RED,GALA/INDIA | M10 | m | 314 | M10,, | NA | #N/A | #N/A
2338 | VB2 | A74000105 | RAIL,SS400,VCB GUIDE RAIL-R,VL-7.2/12H25KA,L=645.7,4T,S44039709A,VIETNAM | M10 | ea | 1 | M10,, | NA | #N/A | #N/A
2339 | VB2 | A74000106 | RAIL,SS400,VCB GUIDE RAIL-L,VL-7.2/12H25KA,L=645.7,4T,W44270632A,VIETNAM | M10 | ea | 3 | M10,, | NA | #N/A | #N/A
2340 | VB2 | A83200273 | TUBE,Thin Wall Tube (Up to 3.3KV),GSC,40/20,BLUE,GALA/INDIA | M10 | m | 594.5 | M10,, | NA | #N/A | #N/A
2341 | VB2 | A83200274 | TUBE,Thin Wall Tube (Up to 3.3KV),GSC,40/20,WHITE,GALA/INDIA | M10 | m | 48 | M10,, | NA | #N/A | #N/A
2342 | VB2 | A83200278 | TUBE,Thin Wall Tube (Up to 3.3KV),GSC,50/25,BLACK,GALA/INDIA | M10 | m | 200.5 | M10,, | NA | #N/A | #N/A
2343 | VB2 | A91200353 | STICKER,12PI WITH LETTER INSIDE (EARTHING),STK-PHASE-016 | M10 | ea | 10000 | M10,, | 79668200136 | STICKER,12PI WITH LETTER INSIDE (EARTHING),STK-PHASE-016 | ea
2344 | VB2 | A91200363 | STICKER,STICKER PHASE,TYPE L1,L2,L3,N (Red, Yellow, Blue, Black),STK-PHASE-017, 30PI,VIET NAM | M10 | set | 149 | M10,, | 79668200046 | STICKER,STICKER PHASE,30PI,TYPE L1/L2/L3/N (Red/Yellow/Blue/Black),STK-PHASE-017,VIET NAM | set
2345 | VB2 | A91200364 | STICKER,STICKER PHASE,TYPE L1,L2,L3,N (Red, Yellow, Blue, Black),STK-PHASE-018, 12PI,VIET NAM | M10 | set | 40 | M10,, | 79668200047 | STICKER,STICKER PHASE,12PI,TYPE L1/L2/L3/N (Red/Yellow/Blue/Black),STK-PHASE-018,VIET NAM | set
2346 | VB2 | A91200375 | STICKER,STICKER PHASE,TYPE U,V,W,N (Red, Yellow, Blue, Black),STK-PHASE-025, 30PI,VIET NAM | M10 | set | 30 | M10,, | 79668200049 | STICKER,STICKER PHASE,30PI,TYPE U/V/W/N (Red/Yellow/Blue/Black),STK-PHASE-025,VIET NAM | set
2347 | VB2 | A91200378 | STICKER,STICKER PHASE,TYPE U,V,W,N (Red, Yellow, Blue, Black),STK-PHASE-027, 12PI,VIET NAM | M10 | set | 80 | M10,, | 79668200050 | STICKER,STICKER PHASE,12PI,TYPE U/V/W/N (Red/Yellow/Blue/Black),STK-PHASE-027,VIET NAM | set
2348 | VB2 | A91200386 | STICKER,STICKER PHASE,TYPE L1,L2,L3,N (Brown, Black, Gray, Blue),STK-PHASE-034, 12PI,VIET NAM | M10 | set | 4845 | M10,, | 79668200055 | STICKER,STICKER PHASE,12PI,TYPE L1/L2/L3/N (Brown/Black/Gray/Blue),STK-PHASE-034,VIET NAM | set
2349 | VB2 | A91200387 | STICKER,STICKER PHASE,TYPE L1,L2,L3,N (Brown, Black, Gray, Blue),STK-PHASE-035, 30PI,VIET NAM | M10 | set | 83 | M10,, | 79668200056 | STICKER,STICKER PHASE,30PI,TYPE L1/L2/L3/N (Brown/Black/Gray/Blue),STK-PHASE-035,VIET NAM | set
2350 | VB2 | A91200369 | STICKER,STICKER PHASE,TYPE R,S,T (Red, White, Blue),STK-PHASE-021, 30PI,VIET NAM | M10 | set | 33 | M10,, | 79668200048 | STICKER,STICKER PHASE,30PI,TYPE R/S/T (Red/ White/ Blue),STK-PHASE-021,VIET NAM | set
2351 | VB2 | A91200379 | STICKER,STICKER PHASE,TYPE A,B,C,N (Yellow, Green, Red, Black),STK-PHASE-029, 20PI,VIET NAM | M10 | set | 294 | M10,, | 79668200051 | STICKER,STICKER PHASE,20PI,TYPE A/B/C/N (Yellow/Green/Red/Black),STK-PHASE-029,VIET NAM | set
2352 | VB2 | A91200380 | STICKER,STICKER PHASE,TYPE A,B,C,N (Yellow, Green, Red, Black),STK-PHASE-030, 12PI,VIET NAM | M10 | set | 429 | M10,, | 79668200052 | STICKER,STICKER PHASE,12PI,TYPE A/B/C/N (Yellow/Green/Red/Black),STK-PHASE-030,VIET NAM | set
2353 | VB2 | A91200382 | STICKER,STICKER PHASE,TYPE R,S,T,N (Brown, Black, Gray, Blue),STK-PHASE-031, 20PI,VIET NAM | M10 | set | 358 | M10,, | 79668200053 | STICKER,STICKER PHASE,20PI,TYPE R/S/T/N (Brown/Black/Gray/Blue),STK-PHASE-031,VIET NAM | set
2354 | VB2 | A91200384 | STICKER,STICKER PHASE,TYPE R,S,T (Brown, Black, Gray),STK-PHASE-032, 30PI,VIET NAM | M10 | set | 30 | M10,, | 79668200129 | STICKER,STICKER PHASE,30PI,TYPE R/S/T (Brown/ Black/ Gray),STK-PHASE-032,VIET NAM | set
2355 | VB2 | A91200385 | STICKER,STICKER PHASE,TYPE R,S,T,N (Brown, Black, Gray, Blue),STK-PHASE-033, 30PI,VIET NAM | M10 | set | 50 | M10,, | 79668200054 | STICKER,STICKER PHASE,30PI,TYPE R/S/T/N (Brown/Black/Gray/Blue),STK-PHASE-033,VIET NAM | set
2356 | VB2 | A91200388 | STICKER,STICKER PHASE,TYPE L1,L2,L3 (Brown, Black, Gray),STK-PHASE-036, 30PI,VIET NAM | M10 | set | 32 | M10,, | 79668200057 | STICKER,STICKER PHASE,30PI,TYPE L1/L2/L3 (Brown/Black/Gray),STK-PHASE-036,VIET NAM | set
2357 | VB2 | A91200391 | STICKER,STICKER PHASE,TYPE "+,-" (Red, Blue),STK-PHASE-038, 12PI,VIET NAM | M10 | set | 10 | M10,, | 79668200130 | STICKER,STICKER PHASE,12PI,TYPE "+/-" (Red/ Blue),STK-PHASE-038,VIET NAM | set
2358 | VB2 | A91200322 | STICKER,STICKER PHASE,TYPE L1,L2,L3,N (Yellow, Green, Red, Blue),STK-PHASE-002, 30PI,VIET NAM | M10 | set | 2070 | M10,, | 79668200038 | STICKER,STICKER PHASE,30PI,TYPE L1/L2/L3/N (Yellow/Green/Red/Blue),STK-PHASE-002,VIET NAM | set
2359 | VB2 | A91200323 | STICKER,STICKER PHASE,TYPE R,S,T,N (Red, Yellow, Blue, Black),STK-PHASE-003, 20PI,VIET NAM | M10 | set | 417 | M10,, | 79668200039 | STICKER,STICKER PHASE,20PI,TYPE R/S/T/N (Red/Yellow/Blue/Black),STK-PHASE-003,VIET NAM | set
2360 | VB2 | A91200324 | STICKER,STICKER PHASE,TYPE L1,L2,L3,N (Yellow, Green, Red, Blue),STK-PHASE-004, 20PI,VIET NAM | M10 | set | 1750 | M10,, | 79668200040 | STICKER,STICKER PHASE,20PI,TYPE L1/L2/L3/N (Yellow/Green/Red/Blue),STK-PHASE-004,VIET NAM | set
2361 | VB2 | A91200325 | STICKER,STICKER PHASE,TYPE R,S,T,N (Red, Yellow, Blue, Black),STK-PHASE-005, 12PI,VIET NAM | M10 | set | 251 | M10,, | 79668200041 | STICKER,STICKER PHASE,12PI,TYPE R/S/T/N (Red/Yellow/Blue/Black),STK-PHASE-005,VIET NAM | set
2362 | VB2 | A91200326 | STICKER,STICKER PHASE,TYPE L1,L2,L3,N (Yellow, Green, Red, Blue),STK-PHASE-006, 12PI,VIET NAM | M10 | set | 2001 | M10,, | 79668200042 | STICKER,STICKER PHASE,12PI,TYPE L1/L2/L3/N (Yellow/Green/Red/Blue),STK-PHASE-006,VIET NAM | set
2363 | VB2 | A91200339 | STICKER,STICKER PHASE,TYPE L1,L2,L3,N (Red, Yellow, Blue, Black),STK-PHASE-012, 20PI,VIET NAM | M10 | set | 1953 | M10,, | 79668200043 | STICKER,STICKER PHASE,20PI,TYPE L1/L2/L3/N (Red/Yellow/Blue/Black),STK-PHASE-012,VIET NAM | set
2364 | VB2 | A91200340 | STICKER,STICKER PHASE,TYPE R,S,T (Red, Yellow, Blue),STK-PHASE-013, 30PI,VIET NAM | M10 | set | 666 | M10,, | 79668200044 | STICKER,STICKER PHASE,30PI,TYPE R/S/T (Red/Yellow/Blue),STK-PHASE-013,VIET NAM | set
2365 | VB2 | A31000063 | FUSE,DIAZED,5SA2711,500V,20A,SIEMENS. | M10 | ea | 53 | M10,, | 09360000693 | FUSE,DIAZED,5SA2711,500V,20A,SIEMENS | ea
2366 | VB2 | A31300004 | LAMP,YSPL2-AL11Y,110VAC,50/60Hz,YELLOW,25PI,LED,YONGSUNG/KOREA | M10 | ea | 48 | M10,, | 10210003250 | LAMP,YSPL2-AL11Y,AC110V,50/60Hz,YELLOW,25PI,LED,YONGSUNG/KOREA | ea
2367 | VB2 | A31300008 | LAMP,YSPL2-DL11R,110VDC,RED,25PI,LED,YONGSUNG/KOREA | M10 | ea | 13 | M10,, | 10210003251 | LAMP,YSPL2-DL11R,DC110V,RED,25PI,LED,YONGSUNG/KOREA | ea
2368 | VB2 | A31300031 | LAMP,YSSL33-DL11 O16,1X6,110VDC,ORANGE,30x30,LED,YONGSUNG/KOREA | E31 | ea | 4 | E31,, | 10210003256 | LAMP,YSBSL33-DL11-O,1x6,DC110V,ORANGE,30x30,LED,YONGSUNG/KOREA | ea
2369 | VB2 | A31300199 | LAMP,YSPL2-AL23R,230VAC,50/60Hz,RED,25PI,LED,YONGSUNG/KOREA | M10 | ea | 5 | M10,, | 10210003259 | LAMP,YSPL2-AL23R,AC230V,50/60Hz,RED,25PI,LED,YONGSUNG/KOREA | ea
2370 | VB2 | A31300200 | LAMP,YSPL2-AL23G,230VAC,50/60Hz,GREEN,25PI,LED,YONGSUNG/KOREA | M10 | ea | 1 | M10,, | 10210003260 | LAMP,YSPL2-AL23G,AC230V,50/60Hz,GREEN,25PI,LED,YONGSUNG/KOREA | ea
2371 | VB2 | A31300201 | LAMP,YSPL2-AL23Y,230VAC,50/60Hz,YELLOW,25PI,LED,YONGSUNG/KOREA | E31 | ea | 2 | E31,, | 10210003261 | LAMP,YSPL2-AL23Y,AC230V,50/60Hz,YELLOW,25PI,LED,YONGSUNG/KOREA | ea
2372 | VB2 | A31300202 | LAMP,YSPL2-AL23W,230VAC,50/60Hz,WHITE,25PI,LED,YONGSUNG/KOREA | M10 | ea | 2 | M10,, | 10210003262 | LAMP,YSPL2-AL23W,AC230V,50/60Hz,WHITE,25PI,LED,YONGSUNG/KOREA | ea
2373 | VB2 | A31300232 | LAMP,YSPL3-DL11R,110VDC,RED,30PI,LED,YONGSUNG/KOREA | M10 | ea | 11 | M10,, | 10210003266 | LAMP,YSPL3-DL11R,DC110V,RED,30PI,LED,YONGSUNG/KOREA | ea
2374 | VB2 | A31300233 | LAMP,YSPL3-DL11G,110VDC,GREEN,30PI,LED,YONGSUNG/KOREA | M10 | ea | 11 | M10,, | 10210003267 | LAMP,YSPL3-DL11G,DC110V,GREEN,30PI,LED,YONGSUNG/KOREA | ea
2375 | VB2 | A31300234 | LAMP,YSPL3-AL22R,220VAC,50/60Hz,RED,30PI,LED,YONGSUNG/KOREA | A12 | ea | 385 | A12,, | #N/A | #N/A | #N/A
2376 | VB2 | A31300262 | LAMP,YSPL2-DL22W,220VDC,WHITE,25PI,LED,YONGSUNG/KOREA | M10 | ea | 5 | M10,, | 10210003268 | LAMP,YSPL2-DL22W,DC220V,WHITE,25PI,LED,YONGSUNG/KOREA | ea
2377 | VB2 | A31300297 | LAMP,YSBPL2-DL11R,110VDC,RED,25PI,LED,YONGSUNG/KOREA | E31 | ea | 9 | E31,, | 10210003272 | LAMP,YSBPL2-DL11R,DC110V,RED,25PI,LED,YONGSUNG/KOREA | ea
2378 | VB2 | A31300297 | LAMP,YSBPL2-DL11R,110VDC,RED,25PI,LED,YONGSUNG/KOREA | M10 | ea | 13 | M10,, | 10210003272 | LAMP,YSBPL2-DL11R,DC110V,RED,25PI,LED,YONGSUNG/KOREA | ea
2379 | VB2 | A31300298 | LAMP,YSBPL2-DL11G,110VDC,GREEN,25PI,LED,YONGSUNG/KOREA | E31 | ea | 6 | E31,, | 10210003273 | LAMP,YSBPL2-DL11G,DC110V,GREEN,25PI,LED,YONGSUNG/KOREA | ea
2380 | VB2 | A31300298 | LAMP,YSBPL2-DL11G,110VDC,GREEN,25PI,LED,YONGSUNG/KOREA | M10 | ea | 13 | M10,, | 10210003273 | LAMP,YSBPL2-DL11G,DC110V,GREEN,25PI,LED,YONGSUNG/KOREA | ea
2381 | VB2 | A31300299 | LAMP,YSBPL2-DL11Y,110VDC,YELLOW,25PI,LED,YONGSUNG/KOREA | E31 | ea | 1 | E31,, | 10210003274 | LAMP,YSBPL2-DL11Y,DC110V,YELLOW,25PI,LED,YONGSUNG/KOREA | ea
2382 | VB2 | A31300304 | LAMP,YSBPL2-AL22W,220VAC,50/60Hz,WHITE,25PI,LED,YONGSUNG/KOREA | E31 | ea | 5 | E31,, | 10210003275 | LAMP,YSBPL2-AL22W,AC220V,50/60Hz,WHITE,25PI,LED,YONGSUNG/KOREA | ea
2383 | VB2 | A31300337 | LAMP,YSPL3-AL11W,110VAC,50/60Hz,WHITE,30PI,LED,YONGSUNG/KOREA | E31 | ea | 15 | E31,, | 10210003277 | LAMP,YSPL3-AL11W,AC110V,50/60Hz,WHITE,30PI,LED,YONGSUNG/KOREA | ea
2384 | VB2 | A31300394 | LAMP,YSBSL33-DL11 O16,1X6,110VDC,ORANGE,30x30,LED,YONGSUNG/KOREA | E31 | ea | 8 | E31,, | 10210003256 | LAMP,YSBSL33-DL11-O,1x6,DC110V,ORANGE,30x30,LED,YONGSUNG/KOREA | ea
2385 | VB2 | A31300148 | LAMP,YSPL2-AL11G,110VAC,50/60Hz,GREEN,25PI,LED,YONGSUNG/KOREA | M10 | ea | 26 | M10,, | 10210003257 | LAMP,YSPL2-AL11G,AC110V,50/60Hz,GREEN,25PI,LED,YONGSUNG/KOREA | ea
2386 | VB2 | A31300187 | LAMP,YSPL2-DL12R,125VDC,RED,25PI,LED TYPE,YONGSUNG/KOREA | E31 | ea | 6 | E31,, | 10210003258 | LAMP,YSPL2-DL12R,DC125V,RED,25PI,LED,YONGSUNG/KOREA | ea
2387 | VB2 | A31300204 | LAMP,YSPL2-AL23N,230VAC,50/60Hz,NAVY BLUE,25PI,LED,YONGSUNG/KOREA | M10 | ea | 3 | M10,, | 10210003263 | LAMP,YSPL2-AL23N,AC230V,50/60Hz,NAVY BLUE,25PI,LED,YONGSUNG/KOREA | ea
2388 | VB2 | A31300223 | LAMP,YSPL2-AL22B,220VAC,50/60Hz,BLUE,25PI,LED,YONGSUNG/KOREA | M10 | ea | 1 | M10,, | 10210003264 | LAMP,YSPL2-AL22B,AC220V,50/60Hz,BLUE,25PI,LED,YONGSUNG/KOREA | ea
2389 | VB2 | A62100022 | CLIP,MC0116,KUMCHANG MACH. ELEC.,1'RY FIXDED 4P 630A | M10 | ea | 1 | M10,, | 51213715035 | CLIP,CLIP,1'RY FIXDED 4P 630A MC0116 KUMCHANG MACH. ELEC | ea
2390 | VB2 | A62100023 | CLIP,MC0118N,KUMCHANG MACH. ELEC.,CLIP 1'RY 400A | E31 | ea | 10 | E31,, | 51213715036 | CLIP,CLIP,1'RY 400A MC0118N KUMCHANG MACH. ELEC | ea
2391 | VB2 | A62100023 | CLIP,MC0118N,KUMCHANG MACH. ELEC.,CLIP 1'RY 400A | M10 | ea | 24 | M10,, | 51213715036 | CLIP,CLIP,1'RY 400A MC0118N KUMCHANG MACH. ELEC | ea
2392 | VB2 | A62100024 | CLIP,2'RY MOVING & FIXED 225A(M5 X 22SQ)FOR H/V/GN-TYPE | A12 | ea | 7 | A12,, | 51213715037 | CLIP,CLIP,2'RY MOVING & FIXED 225A(M5 X 22SQ) FOR H/V/GN-TYPE | ea
2393 | VB2 | A62100024 | CLIP,2'RY MOVING & FIXED 225A(M5 X 22SQ)FOR H/V/GN-TYPE | E31 | ea | 7 | E31,, | 51213715037 | CLIP,CLIP,2'RY MOVING & FIXED 225A(M5 X 22SQ) FOR H/V/GN-TYPE | ea
2394 | VB2 | A66000078 | WASHER,PLAIN WASHER,M6,SWCH,Ep-Fe/Zn 5/CM2(Cr3/White),M6 (D1=6.5, D2=12.5, S=1.5),1 Bag=1000 Ea | M20 | pac | 36.38 | M20,, | 04060001436 | WASHER,PLAIN WASHER,M6,SWCH Ep-Fe/Zn 5/CM2(Cr3/White),M6 (D1=6.5/D2=12.5/S=1.5),1000EA/BAG | pac
2395 | VB2 | A66000140 | WASHER,WASHER,PLAIN,D8,SWCH,Ep-Fe/Zn 3/CM2,K code: 04060000027, 1000EA/BAG | E31 | pac | 2 | E31,, | 04060001435 | WASHER,PLAIN WASHER,D8,SWCH Ep-Fe/Zn 3/CM2,K code: 04060000027,1000EA/BAG | pac
2396 | VB2 | A66000140 | WASHER,WASHER,PLAIN,D8,SWCH,Ep-Fe/Zn 3/CM2,K code: 04060000027, 1000EA/BAG | M10 | pac | 3 | M10,, | 04060001435 | WASHER,PLAIN WASHER,D8,SWCH Ep-Fe/Zn 3/CM2,K code: 04060000027,1000EA/BAG | pac
2397 | VB2 | A65100211 | SCREW,SCREW,HEX SOCKET CH,M8,L45,SCM435,(GRADE8.8),Ep-Fe/Zn 3/CM2, K Code: 03660002105,500EA/BAG | M10 | pac | 11 | M10,, | 03660002362 | SCREW,HEX SOCKET CH,M8,L45,SCM435 (GRADE8.8),Ep-Fe/Zn 3/CM2,K Code: 03660002105,500EA/BAG | pac
2398 | VB2 | A65500014 | SPRING,24kV,K-DWG NUMBER:VD5581424/K-CODE NUMBER:47363144029,KOREA | M10 | ea | 547 | M10,, | 03870000038 | SPRING,24kV,K-DWG NUMBER:VD5581424 (K-CODE NUMBER:47363144029),KOREA | ea
2399 | VB2 | A65500022 | SPRING,SPRING,EXTENSION COUNTER,OH(KEPCO), DRAWING 47363521015, DAESIN, KOREA | A12 | ea | 62 | A12,, | 03870000039 | SPRING,EXTENSION COUNTER,OH(KEPCO) (DRAWING 47363521015),DAESIN/KOREA | ea
2400 | VB2 | A65500022 | SPRING,SPRING,EXTENSION COUNTER,OH(KEPCO), DRAWING 47363521015, DAESIN, KOREA | M10 | ea | 65 | M10,, | 03870000039 | SPRING,EXTENSION COUNTER,OH(KEPCO) (DRAWING 47363521015),DAESIN/KOREA | ea
2401 | VB2 | A65900017 | TOOL,SCISSORSES,P-300,Model: #026145,HWA SHIN/KOREA | M10 | ea | 50 | M10,, | 03960003780 | TOOL,SCISSORSES,P-300,Model: #026145,HWA SHIN/KOREA | ea
2402 | VB2 | A64000083 | NUT,NUT,HEX,M8,SWCH,EP-FE/ZN 3/CM2,KSB1012(보통급끼워맞춤,Style-1,치수기준-A,성질등급-5),K Code: 03010000159, 1000EA/BAG | M10 | pac | 7 | M10,, | 03010000856 | NUT,HEX NUT,M8,SWCH,Ep-Fe/Zn 3/CM2,KSB1012(보통급끼워맞춤 Style-1 치수기준-A 성질등급-5),(K Code: 03010000159) 1000EA/BAG | pac
2403 | VB2 | A64000083 | NUT,NUT,HEX,M8,SWCH,EP-FE/ZN 3/CM2,KSB1012(보통급끼워맞춤,Style-1,치수기준-A,성질등급-5),K Code: 03010000159, 1000EA/BAG | M20 | pac | 2 | M20,, | 03010000856 | NUT,HEX NUT,M8,SWCH,Ep-Fe/Zn 3/CM2,KSB1012(보통급끼워맞춤 Style-1 치수기준-A 성질등급-5),(K Code: 03010000159) 1000EA/BAG | pac
2404 | VB2 | A66000077 | WASHER,PLAIN WASHER,M5,SWCH,Ep-Fe/Zn 5/CM2(Cr3/White),M5 (D1=5.4, D2=10, S=1.0),1 Bag=1000 Ea | M20 | pac | 33 | M20,, | 04060001433 | WASHER,PLAIN WASHER,M5,SWCH Ep-Fe/Zn 5/CM2(Cr3/White),M5 (D1=5.4/ D2=10/S=1.0),1 Bag=1000 Ea | pac
2405 | VB2 | A66000108 | WASHER,SPRING WASHER,M12(I.D12.2/O.D21.1),Spring steel,Ep-Fe/Zn 5/CM2(Cr3/White),TENSILE CLASS 10.9,GSB/KOREA | E31 | ea | 85 | E31,, | 47464111002 | WASHER,SPRING WASHER,M12(I.D12.2/O.D21.1),Spring steel,Ep-Fe/Zn 5/CM2(Cr3/White),TENSILE CLASS 10.9,GSB/KOREA | ea
2406 | VB2 | A64000002 | NUT,HEX NUT,M4,SWCH,Ep-Fe/Zn 5/CM2(Cr3/White),TENSILE CLASS 5 | M20 | ea | 10000 | M20,, | 03010000860 | NUT,HEX NUT,M4,SWCH,Ep-Fe/Zn 5/CM2(Cr3/White),TENSILE CLASS 5 | ea
2407 | VB2 | A66000055 | WASHER,SPRING WASHER,M4,SM45C,Ep-Fe/Zn 5/CM2(Cr3/White) | M20 | ea | 71000 | M20,, | 04060001413 | WASHER,SPRING WASHER,M4,SM45C Ep-Fe/Zn 5/CM2(Cr3/White) | ea
2408 | VB2 | A12700133 | MFM,PM5320,PT:35~440VLN,CT:1/5A,50/60Hz,CL0.5S,AUX.POWER:AC90~450V,DC100~300V,W/MODBUS TCP,SCHNEIDER | M10 | ea | 6 | M10,, | 17510001238 | MULTI M,PM5320,Un:35-440VLN In:1/5A,50/60Hz,AUX.POWER:AC90-450V/DC100-300V,CL0.5S,MODBUS TCP,SCHNEIDER | ea
2409 | VB2 | A11100024 | CLR,KBL-012,9 Ohm,400W,Pri. 6000/R3,Ter. 110/3,LIGHTSTAR/KOREA | M10 | ea | 1 | M10,, | 21560000138 | CLR,KBL-012,9 Ohm,400 W,1ry VOLTAGE OF GPT:6kV‚3ry VOLTAGE OF GPT:110V,LIGHTSTAR/KOREA | ea
2410 | VB2 | A61200005 | BOLT,HEX BOLT,M6,L30,SM45C,Ep-Fe/Zn 5/CM2(Cr3/White),TENSILE CLASS 8.8 | M10 | ea | 3900 | M10,, | 01210100206 | BOLT,HEX BOLT,M6,L30,SM45C,Ep-Fe/Zn 5/CM2(Cr3/White),TENSILE CLASS 8.8 | ea
2411 | VB2 | A66000033 | WASHER,SPRING WASHER,M10,SM45C,Ep-Fe/Zn 5/CM2(Cr3/White) | M20 | ea | 19000 | M20,, | 04060001410 | WASHER,SPRING WASHER,M10,SM45C Ep-Fe/Zn 5/CM2(Cr3/White) | ea
2412 | VB2 | A12000751 | AM,KAA-11,0-600A,CT:600/5A,50Hz,1.5CL,LIGHTSTAR/KOREA | M10 | ea | 1 | M10,, | #N/A | #N/A | #N/A
2413 | VB2 | A40900110 | VD,EVI-3L-C-47-E LRM,6.6kV,50Hz,POWER SUPPLY:AC/DC 24~230V,W/AUX.CONTACT 1NO/1NC,ELEKTROLOJIK/TURKEY. | M10 | ea | 8 | M10,, | 07610000478 | VD,EVI-3L-C-47-E LRM,6.6kV,50Hz,POWER SUPPLY:AC/DC 24-230V,With Contact 1NC 1NO,ELEKTROLOJIK/TURKEY | ea
2414 | VB2 | A17102762 | CT,KBM-13R,1.15kV,2500/5A,15VA,5P20,50Hz,LIGHTSTAR/KOREA. | M10 | ea | 12 | M10,, | 24060027148 | CT,KBM-13R,1.15kV,2500/5A,15VA,5P20,50Hz,LIGHTSTAR/KOREA | ea
2415 | VB2 | A17102230 | CT,KBM-21,1.15kV,4000/5A,40VA,1.0CL,50Hz,LIGHTSTAR/KOREA. | M10 | ea | 4 | M10,, | 24060027116 | CT,KBM-21,1.15kV,4000/5A,40VA,1.0CL,50Hz,LIGHTSTAR/KOREA | ea
2416 | VB2 | A22300711 | AUX RELAY,RN4S-NL-A115,AC 115V,50Hz,AUX.CONTACT:4C,W/SOCKET SN4S-05D,IDEC/CHINA | M10 | ea | 9 | M10,, | 12870001027 | AUX RELAY,RN4S-NL-A115,COIL VOLTAGE:AC115V,50/60Hz,AUX.CONTACT:4C,W/SOCKET SN4S-05D,IDEC/CHINA | ea
2417 | VB2 | A22300733 | AUX RELAY,HMY2SN-A220,AC220V,50/60Hz,AUX.CONTACT:2C,5A,W/Socket HMY2S and hold down clip,LED,HIVERO/CHINA | M10 | ea | 2 | M10,, | #N/A | #N/A | #N/A
2418 | VB2 | A37600894 | CABLE LUG,RING,JOT 1.5-M8,1.5SQ,1 HOLE,JEONO / KOREA. | M20 | ea | 1000 | M20,, | 05510001838 | CABLE LUG,RING,JOT 1.5-M8,1.5 SQmm,1 HOLE,JEONO/KOREA | ea
2419 | VB2 | A37800423 | COLOR CAP,CAP,120P,BLACK,VIJAYA/VIET NAM. | M10 | ea | 100 | M10,, | 05660001261 | COLOR CAP,CAP,120P,BLACK,VIJAYA/VIET NAM | ea
2420 | VB2 | A18100066 | APFR,PFR160NX,16 Steps,SUPPLY VOLTAGE:100~415VAC/140~370VDC,In:5A,45~60Hz,OPERATING LIMITS:0.05~10A,MIKRO | M10 | ea | 1 | M10,, | 14060000166 | APFR,PFR160NX,16 Steps,SUPPLY VOLTAGE:100-415VAC/140/370VDC In:5A,45-60Hz,OPERATING LIMITS:0.05-10A,MIKRO/MALAYSIA | ea
2421 | VB2 | A18000028 | ANN RY,ANC-24 (CODE:604660),POWER:85-300VAC/DC,LED TYPE,FLUSH MOUNTING,RED/GREEN,24 INPUT: 24VAC/VDC,KLEAMSAN/TURKEY | M10 | ea | 2 | M10,, | 14010000357 | ANN RY,ANC-24 (CODE:604660),POWER:AC/DC 85-300V,LED TYPE,FLUSH MOUNTING,RED/GREEN,24 INPUT: AC/DC 24V,KLEAMSAN/TURKEY | ea
2422 | VB2 | A37800303 | COLOR CAP,CAP,25P,RED,VIJAYA/VIET NAM. | M20 | ea | 1000 | M20,, | 05660001172 | COLOR CAP,CAP,25P,RED,VIJAYA/VIET NAM | ea
2423 | VB2 | A37800020 | COLOR CAP,CAP,8P,YELLOW,CHINA. | M10 | ea | 2000 | M10,, | 05660001096 | COLOR CAP,CAP,8P,YELLOW,CHINA | ea
2424 | VB2 | A37800316 | COLOR CAP,CAP,10P,BLUE,SEUNGJEON/KOREA. | M20 | ea | 11584 | M20,, | 05660001204 | COLOR CAP,CAP,10P,BLUE,SEUNGJEON/KOREA | ea
2425 | VB2 | A17800237 | ZCT,KGB-03,SQUARE132x11,CURR.RATIO:200mA/100mV,RATED CURR:300A,50Hz,LIGHTSTAR/KOREA. | M10 | ea | 2 | M10,, | 24460001034 | ZCT,KGB-03,CURR.RATIO:200mA/100mV,RATED CURR:300A,50Hz,SQUARE132x11,LIGHTSTAR/KOREA | ea
2426 | VB2 | A30600011 | DIODE,Diode BY2000,3A,2000V,50/60Hz,UL94V-0,Diotec/Germany | M10 | ea | 476 | M10,, | NA | #N/A | #N/A
2427 | VB2 | A37600879 | CABLE LUG,BLADE,JOBN 152 1.25,1.25SQ,22MM LENGTH,JEONO / KOREA. | M20 | ea | 22900 | M20,, | 05510001830 | CABLE LUG,BLADE,JOBN 152 1.25,1.25 SQmm,22MM LENGTH,JEONO / KOREA | ea
2428 | VB2 | A37600901 | CABLE LUG,RING,JOCP 95-M12,95.0SQ,1 HOLE,JEONO / KOREA. | M20 | ea | 805 | M20,, | 05510001835 | CABLE LUG,RING,JOCP 95-M12,95.0 SQmm,1 HOLE,JEONO/KOREA | ea
2429 | VB2 | A37601010 | CABLE LUG,RING,JOCP 300-2-M12,300.0SQ,2 HOLE,JEONO / KOREA. | E31 | ea | 7 | E31,, | 05510001853 | CABLE LUG,RING,JOCP 300-2-M12,300.0 SQmm,2 HOLE,JEONO/KOREA | ea
2430 | VB2 | A37601033 | CABLE LUG,BLADE,JOBP 254-2.5,2.5SQ,1 HOLE,BLUE,JEONO / KOREA | M10 | ea | 900 | M10,, | #N/A | #N/A | #N/A
2431 | VB2 | A37700018 | CABLE TIE,Hight tensile strength cable ties,J - 140,Jeono/Korea. | M20 | ea | 12000 | M20,, | 05540000177 | CABLE TIE,Hight tensile strength cable ties,J - 140,Jeono/Korea | ea
2432 | VB2 | A37600828 | CABLE LUG,RING,JOCO 25-M12,25.0SQ,1 HOLE,JEONO / KOREA. | M20 | ea | 1400 | M20,, | 05510001821 | CABLE LUG,RING,JOCO 25-M12,25.0 SQmm,1 HOLE,JEONO / KOREA | ea
2433 | VB2 | A37600829 | CABLE LUG,RING,JOCP 35-M8,35.0SQ,1 HOLE,JEONO / KOREA. | M20 | ea | 1124 | M20,, | 05510001822 | CABLE LUG,RING,JOCP 35-M8,35.0 SQmm,1 HOLE,JEONO / KOREA | ea
2434 | VB2 | A30500117 | CONVERTER,AC/DC,MDR-60-24,INPUT:100-240VAC,1.8A,50/60Hz,OUTPUT:DC24V,2.5A,MEANWELL/CHINA | M10 | ea | 12 | M10,, | 10010028793 | CONVERTER,AC/DC,MDR-60-24,INPUT:100-240VAC 1.8A 50/60Hz,OUTPUT:DC24V,2.5A,MEANWELL/CHINA | ea
2435 | VB2 | A24900025 | SELECT S/W,HC25S3-2,25PI,LEVER TYPE, BLACK COLOR,3 STAGE 2a2b,HIVERO/VIETNAM | M10 | ea | 1 | M10,, | 26010000191 | SELECT S/W,HC25S3-2,25PI,CONTACT 2a2b,3 STAGE,LEVER TYPE,BLACK COLOR,HIVERO/VIETNAM | ea
2436 | VB2 | A37800046 | COLOR CAP,CAP,80P,BLACK,CHINA | M20 | ea | 200 | M20,, | #N/A | #N/A | #N/A
2437 | VB2 | A37800047 | COLOR CAP,CAP,80P,BLUE,CHINA | M20 | ea | 300 | M20,, | #N/A | #N/A | #N/A
2438 | VB2 | A37800048 | COLOR CAP,CAP,80P,GREEN,CHINA | M20 | ea | 100 | M20,, | #N/A | #N/A | #N/A
2439 | VB2 | A37600915 | CABLE LUG,TYPE-JOR(R),JOR 6-5,6.0SQ,1 HOLE,JEONO / KOREA. | M10 | ea | 971 | M10,, | 05510001844 | CABLE LUG,JOR(R),JOR 6-5,6.0 SQmm,1 HOLE,JEONO/KOREA | ea
2440 | VB2 | A37601007 | CABLE LUG,BLADE,JOBN 254,2.5SQ,22MM LENGTH,JEONO / KOREA. | M20 | ea | 14000 | M20,, | 05510001851 | CABLE LUG,BLADE,JOBN 254,2.5 SQmm,22MM LENGTH,JEONO/KOREA | ea
2441 | VB2 | A37601009 | CABLE LUG,RING,JOCP 150-2-M12,150.0SQ,2 HOLE,JEONO / KOREA. | E31 | ea | 9 | E31,, | 05510001858 | CABLE LUG,RING,JOCP 150-2-M12,150.0 SQmm,2 HOLE,JEONO/KOREA | ea
2442 | VB2 | A37800096 | COLOR CAP,THERMO STC-CAP,JOTC70,BLACK,SEUNGJEON/KOREA. | M20 | ea | 278 | M20,, | 05660001131 | COLOR CAP,THERMO STC-CAP,JOTC70,BLACK,SEUNGJEON/KOREA | ea
2443 | VB2 | A32600620 | T/B,HFTB-3004S,4P,300A,BOLT:STAINLESS STEEL,W/PVC COVER,HIVERO/VIETNAM | M10 | ea | 13 | M10,, | 10062725148 | T/B,HFTB-3004S 4P 300A,FIXING TERMINAL BLOCK(BOLT:STAINLESS STEEL) W/PVC COVER,HIVERO/VIETNAM | ea
2444 | VB2 | A61200909 | BOLT,PARTIALLY THREADED HEX BOLT, DIN 931,M10,L40,SM45C,Ep-Fe/Zn 5/CM2(Cr3/White),TENSILE CLASS 10.9,Nylok coating | M10 | ea | 297 | M10,, | #N/A | #N/A | #N/A
2445 | VB2 | A61200911 | BOLT,PARTIALLY THREADED HEX BOLT, DIN 931,M10,L55,SM45C,Ep-Fe/Zn 5/CM2(Cr3/White),TENSILE CLASS 10.9,Nylok coating | M10 | ea | 362 | M10,, | 00000000000 | #N/A | #N/A
2446 | VB2 | A61200912 | BOLT,PARTIALLY THREADED HEX BOLT, DIN 931,M12,L85,SM45C,Ep-Fe/Zn 5/CM2(Cr3/White),TENSILE CLASS 10.9,Nylok coating | M10 | ea | 4586 | M10,, | 45718200070 | BOLT,PARTIALLY THREADED HEX BOLT,M12,L85,SM45C,Ep-Fe/Zn 5/CM2(Cr3/White),TENSILE CLASS 10.9,DIN 931,Nylok coating | ea
2447 | VB2 | A61400107 | BOSS,PIPE ASSY.HANDLE INSERT,CB-1200,K-CODE NUMBER:58123173661 | M10 | set | 12 | M10,, | NA | #N/A | #N/A
2448 | VB2 | A61900003 | CARD HOLDER,DCN-101,90X63X35,DAECHANG | M20 | ea | 3340 | M20,, | 01410000017 | CARD HOLDER,DCN-101,90X 63X 35,DAECHANG | ea
2449 | VB2 | A61900006 | CARD HOLDER,DCN-90(60x20) | E31 | ea | 395 | E31,, | 01410000018 | CARD HOLDER,DCN-90 (60x20) | ea
2450 | VB2 | A61900006 | CARD HOLDER,DCN-90(60x20) | M10 | ea | 6705 | M10,, | 01410000018 | CARD HOLDER,DCN-90 (60x20) | ea
2451 | VB2 | A62000002 | CLAMP,INSULATION 3P3W P=130,LV PANEL,S44157079 | M10 | ea | 10 | M10,, | 01610000195 | CLAMP,INSULATION 3P3W P=130,LV PANEL,S44157079_ | ea
2452 | VB2 | A61200915 | BOLT,PARTIALLY THREADED HEX BOLT, DIN 931,M16,L90,SM45C,Ep-Fe/Zn 5/CM2(Cr3/White),TENSILE CLASS 10.9,Nylok coating | M10 | ea | 300 | M10,, | 00000000000 | #N/A | #N/A
2453 | VB2 | A61400062 | BOSS,HANDLE WIRE,MCC (NS400H~600H),MC 1260B-P2 (ZPC-3) | M10 | ea | 26 | M10,, | 45818200025 | BOSS,HANDLE WIRE,MCC/(NS400H~600H),MC 1260B-P2 (ZPC-3) | ea
2454 | VB2 | A61400069 | BOSS,PUSH ON OFF,MCSG,K-CODE NUMBER:45814111412 | M10 | set | 1 | M10,, | NA | #N/A | #N/A
2455 | VB2 | A62100001 | CLIP,FUSE,24KV,12KV,7.2KV,PT PNL,KOREA | E31 | ea | 6 | E31,, | 51213715025 | CLIP,CLIP,PT PNL,FUSE 24KV 12KV 7.2KV KOREA | ea
2456 | VB2 | A61400194 | BOSS,PT TRUCK LOCK HANDLE,59014111012,VIETNAM | M10 | set | 18 | M10,, | 45818200015 | BOSS,PT TRUCK LOCK HANDLE,59014111012,VIET NAM | set
2457 | VB2 | A61400195 | BOSS,PIPE ASSY.HANDLE INSERT,CB-1200,58123173661,VIETNAM | M10 | set | 42 | M10,, | 45818200009 | BOSS,PIPE ASSY.HANDLE INSERT,CB-1200,58123173661,VIET NAM | set
2458 | VB2 | A61400196 | BOSS,BOSS,EMERGENCY CAP,MCSG,W44284851-P1(STICKER:ON),VIETNAM | M10 | set | 8 | M10,, | 45818200016 | BOSS,EMERGENCY CAP,MCSG,W44284851-P1 (STICKER:ON),VIETNAM | set
2459 | VB2 | A61400197 | BOSS,BOSS,EMERGENCY CAP,MCSG,W44284851-P2(STICKER:OFF),VIETNAM | M10 | set | 77 | M10,, | 45818200017 | BOSS,EMERGENCY CAP,MCSG,W44284851-P2 (STICKER:OFF),VIETNAM | set
2460 | VB2 | A65100176 | SCREW,(+)SELF-TAPPING SCREW,M5,L10,EP-FE/ZN 3/CM2(Cr3/White) | M20 | ea | 10000 | M20,, | 03660002343 | SCREW,(+)SELF-TAPPING SCREW,M5,L10,EP-FE/ZN 3/CM2(Cr3/White) | ea
2461 | VB2 | A65100177 | SCREW,(+)SELF-TAPPING SCREW,M6,L15,EP-FE/ZN 3/CM2(Cr3/White) | M20 | ea | 48821 | M20,, | 03660002344 | SCREW,(+)SELF-TAPPING SCREW,M6,L15,EP-FE/ZN 3/CM2(Cr3/White) | ea
2462 | VB2 | A65100198 | SCREW,Plastic Flat Head Screw,M3,L15,Plastic,Color: White | M10 | ea | 450 | M10,, | 03660002325 | SCREW,Plastic Flat Head Screw,M3,L15,Plastic (Color: White) | ea
2463 | VB2 | A65100201 | SCREW,(+)PAN HEAD SELF-TAPPING SCREW,M3,L10,EP-FE/ZN 3/CM2(Cr3/White) | M10 | ea | 2000 | M10,, | 03660002346 | SCREW,(+)PAN HEAD SELF-TAPPING SCREW,M3,L10,EP-FE/ZN 3/CM2(Cr3/White) | ea
2464 | VB2 | A65100202 | SCREW,(+)PAN HEAD SCREW(SEMS),P/W*1+S/W*1,M5,L10,SWCH,EP-FE/ZN 3/CM2(Cr3/White) | M10 | set | 1000 | M10,, | 03660002359 | SCREW,(+)PAN HEAD SCREW (SEMS),P/W*1+S/W*1,M5,L10,SWCH,EP-FE/ZN 3/CM2(Cr3/White) | set
2465 | VB2 | A66000008 | WASHER,PLAIN WASHER,M16,SWCH,Ep-Fe/Zn 5/CM2(Cr3/White) | M20 | ea | 2000 | M20,, | 47468200018 | WASHER,PLAIN WASHER,M16,SWCH,Ep-Fe/Zn 5/CM2(Cr3/White) | ea
2466 | VB2 | A66000038 | WASHER,PLAIN WASHER,M12,SM45C,Ep-Fe/Zn 5/CM2(Cr3/White) | M20 | ea | 4664 | M20,, | 04060001411 | WASHER,PLAIN WASHER,M12,SM45C Ep-Fe/Zn 5/CM2(Cr3/White) | ea
2467 | VB2 | A66000046 | WASHER,NyLon insulation washer,T:1.5mm,M8,NYLON66,color: NyLon true nature,OUTDIA:16mm | M20 | ea | 1426 | M20,, | 04060001412 | WASHER,NYLON INSULATION WASHER,T1.5,M8,NYLON66,Color: NyLon true nature OUTDIA:16mm | ea
2468 | VB2 | A66000084 | WASHER,Claw Ground Washer,M5,SWCH,Ep-Fe/Zn 5/CM2(Cr3/White) | M10 | ea | 2000 | M10,, | #N/A | #N/A | #N/A
2469 | VB2 | A66000085 | WASHER,Claw Ground Washer,M6,SWCH,Ep-Fe/Zn 5/CM2(Cr3/White) | M10 | ea | 2000 | M10,, | 04060001420 | WASHER,Claw Ground Washer,M6,SWCH Ep-Fe/Zn 5/CM2(Cr3/White) | ea
2470 | VB2 | A66000089 | WASHER,Serrated lock washers,M10,SM45C,Ep-Fe/Zn 5/CM2(Cr3/White) | M10 | ea | 435 | M10,, | 04060001421 | WASHER,Serrated lock washer,M10,SM45C Ep-Fe/Zn 5/CM2(Cr3/White) | ea
2471 | VB2 | A66000102 | WASHER,PLAIN,T3.2,M12(D12.5/D28),SWCH,Ep-Fe/Zn 5/CM2(Cr3/White) | M10 | ea | 1250 | M10,, | 47468200017 | WASHER,PLAIN,T3.2 M12(D12.5/D28),SWCH,Ep-Fe/Zn 5/CM2(Cr3/White) | ea
2472 | VB2 | A66000139 | WASHER,Claw Ground Washer,M8,SWCH,Ep-Fe/Zn 5/CM2(Cr3/White) | M10 | ea | 12700 | M10,, | 04060001431 | WASHER,Claw Ground Washer,M8,SWCH Ep-Fe/Zn 5/CM2(Cr3/White) | ea
2473 | VB2 | A67300333 | BASE,BASE Panel,LV(ROLL FORMING),(W=800 D=2200),S44028425 (33 KG) | M10 | ea | 2 | M10,, | 64268200061 | BASE,BASE Panel,LV (ROLL FORMING),(W=800 D=2200),S44028425 (33 KG) | ea
2474 | VB2 | A67300387 | BASE,BASE Panel,LV(ROLL FORMING),(W=1100 D=2200),S44028425 (40 KG) | M10 | ea | 1 | M10,, | 64268200083 | BASE,BASE Panel,LV (ROLL FORMING),(W=1100 D=2200),S44028425 (40 KG) | ea
2475 | VB2 | A64800009 | RING,LINK SPACE 01,SS400,S44300687,NAM PHONG/VIETNAM | M10 | ea | 1 | M10,, | 03360000571 | RING,LINK SPACE 01,SS400,S44300687,NAM PHONG/VIET NAM | ea
2476 | VB2 | A64800010 | RING,LINK SPACE 02,SS400,S44300688,NAM PHONG/VIETNAM | M10 | ea | 1 | M10,, | 03360000572 | RING,LINK SPACE 02,SS400,S44300688,NAM PHONG/VIET NAM | ea
2477 | VB2 | A64800012 | RING,C-ring,D6,CHINA | M10 | ea | 6325 | M10,, | 03360000573 | RING,C- ring,D6,CHINA | ea
2478 | VB2 | A65100019 | SCREW,(+)PAN HEAD SCREW(SEMS),P/W*1+S/W*1,M5,L20,STS304 | M20 | ea | 5280 | M20,, | 03660002317 | SCREW,(+)PAN HEAD SCREW(SEMS),(P/W*1+S/W*1),M5,L20,STS304 | ea
2479 | VB2 | A65100051 | SCREW,(+)PAN HEAD SCREW(SEMS),P.S/W*1+S/W*1,M5,L12,STS304 | M10 | set | 1900 | M10,, | 03660002319 | SCREW,PVC SCREW,M5,L20,PVC | ea
2480 | VB2 | A65100092 | SCREW,(+)PAN HEAD SCREW(SEMS),P/W*1+S/W*1,M5,L8,SWCH,EP-FE/ZN 3/CM2(Cr3/White) | M20 | set | 13660 | M20,, | 03660002331 | SCREW,(+)FLAT HEAD SCREW,M4,L10,STS | ea
2481 | VB2 | A65100094 | SCREW,(+)PAN HEAD SCREW(SEMS),P/W*1+S/W*1,M5,L15,SWCH,EP-FE/ZN 3/CM2(Cr3/White) | M20 | set | 4744 | M20,, | 03660002354 | SCREW,(+)PAN HEAD SCREW (SEMS),P/W*1+S/W*1,M5,L15,SWCH,EP-FE/ZN 3/CM2(Cr3/White) | set
2482 | VB2 | A65100095 | SCREW,(+)PAN HEAD SCREW(SEMS),P/W*1+S/W*1,M6,L20,SWCH,EP-FE/ZN 3/CM2(Cr3/White) | M20 | set | 13050 | M20,, | 03660002355 | SCREW,(+)PAN HEAD SCREW (SEMS),P/W*1+S/W*1,M6,L20,SWCH,EP-FE/ZN 3/CM2(Cr3/White) | set
2483 | VB2 | A65100096 | SCREW,(+)PAN HEAD SCREW(SEMS),P/W*1+S/W*1,M6,L25,SWCH,EP-FE/ZN 3/CM2(Cr3/White) | M20 | set | 6880 | M20,, | 03660002356 | SCREW,(+)PAN HEAD SCREW (SEMS),P/W*1+S/W*1,M6,L25,SWCH,EP-FE/ZN 3/CM2(Cr3/White) | set
2484 | VB2 | A65100115 | SCREW,(+)PAN HEAD SCREW,M4,L50,SWCH,EP-FE/ZN 3/CM2(Cr3/White) | M20 | ea | 18000 | M20,, | 00000000000 | #N/A | #N/A
2485 | VB2 | A65100117 | SCREW,(+)FLAT HEAD SCREW,M5,L16,STS | M20 | ea | 1550 | M20,, | 03660002338 | SCREW,(+)FLAT HEAD SCREW,M5,L16,STS | ea
2486 | VB2 | A65100129 | SCREW,Hex head self drilling screw,M6,L30,STS304 | M10 | ea | 48 | M10,, | 03660002340 | SCREW,Hex head self drilling screw,M6,L30,STS304 | ea
2487 | VB2 | A65100155 | SCREW,(+)PAN HEAD SCREW(SEMS),P/W*1+S/W*1,M5,L20,SWCH,EP-FE/ZN 3/CM2(Cr3/White) | M20 | ea | 6075 | M20,, | 03660002324 | SCREW,(+)PAN HEAD SCREW(SEMS),(P/W*1+S/W*1),M5,L20,SWCH,EP-FE/ZN 3/CM2(Cr3/White) | ea
2488 | VB2 | A65900216 | TOOL,Heat blowers,DHG180ZK 550? 18V,Not with Battery & Charger,MAKITA | M10 | ea | 2 | M10,, | 03960003782 | TOOL,Heat blowers,DHG180ZK 550? 18V,Not with Battery & Charger,MAKITA | ea
2489 | VB2 | A65100193 | SCREW,(+)SELF-TAPPING SCREW,M5,L15,EP-FE/ZN 3/CM2(Cr3/White) | M20 | ea | 54000 | M20,, | 03660002345 | SCREW,(+)SELF-TAPPING SCREW,M5,L15,EP-FE/ZN 3/CM2(Cr3/White) | ea
2490 | VB2 | A75300026 | SHUTTER ASS'Y,SHUTTER ASSY,MVL-06H25A13,DWG NUMBER: W44323176 | M10 | set | 2 | M10,, | 61078200013 | SHUTTER ASS'Y,MVL-06H25A13,DWG NUMBER: W44323176 | set
2491 | VB2 | A78100014 | BUSBAR,CONNECTION BUSBAR SMCC,MC1610-P1, C1100BB-1/2H,VIETNAM | M10 | ea | 56 | M10,, | 70218200106 | BUSBAR,C1100BB-1/2H,CONNECTION BUSBAR SMCC,MC1610-P1,VIETNAM | ea
2492 | VB2 | A78100015 | BUSBAR,CONNECTION BUSBAR SMCC,MC1610-P2, C1100BB-1/2H,VIETNAM | M10 | ea | 105 | M10,, | 70218200107 | BUSBAR,C1100BB-1/2H,CONNECTION BUSBAR SMCC,MC1610-P2,VIETNAM | ea
2493 | VB2 | A75300048 | SHUTTER ASS'Y,SHUTTER ASSY,VL-06H32A13,DWG NUMBER: W44306828A,SIDE ARC DUCT,VIETNAM | M10 | set | 20 | M10,, | 61078200010 | SHUTTER ASS'Y,SIDE ARC DUCT,VL-06H32A13,DWG NUMBER: W44306828A,VIETNAM | set
2494 | VB2 | A75700013 | STOPPER,STOPPER FOR RIGHT DOOR,SJ060001-C2,VIET NAM | M10 | ea | 221 | M10,, | 61968200006 | STOPPER,STOPPER FOR RIGHT DOOR,SJ060001- C2,VIET NAM | ea
2495 | VB2 | A76200039 | SUB ASS'Y,Document box for Electric panel,WJ-2, 263x233.5mm,Gray color,China | M10 | ea | 9 | M10,, | 62368200003 | SUB ASS'Y,Document box for Electric panel,WJ-2,263x233.5mm,Gray color,China | ea
2496 | VB2 | A76300014 | SUPPORTER(MECH),CABLE SUPPORTER,HMCC,JSC01A102-1(SS41M) | M10 | ea | 365 | M10,, | 6241VR31219 | SUPPORTER(MECH),CABLE SUPPORTER,HMCC,JSC01A102-1 (SS41M) | ea
2497 | VB2 | A76300073 | SUPPORTER(MECH),ES OPEN PLT ASSY,AIS COMPAC,S44300729 | M10 | set | 1 | M10,, | 62418200001 | SUPPORTER(MECH),ES OPEN PLT ASSY,AIS COMPAC,S44300729_ | set
2498 | VB2 | A80600014 | PAINTS,Indoor paint same as 5Y7/1,(Sơn nước) | M10 | kg | 5 | M10,, | NA | #N/A | #N/A
2499 | VB2 | A80600022 | PAINTS,Indoor paint same as RAL7032,(Sơn nước) | M10 | kg | 9 | M10,, | NA | #N/A | #N/A
2500 | VB2 | A80600108 | PAINTS,SPRAY PAINTING,BRIGHT SILVER(Bạc),A300,ATM,THAI LAN | M10 | ea | 10 | M10,, | NA | #N/A | #N/A
2501 | VB2 | A76300186 | SUPPORTER(MECH),POST SUPPORT COVER,TVS-10 (H230),HIVERO | M10 | ea | 6 | M10,, | 62418200009 | SUPPORTER(MECH),POST SUPPORT COVER,TVS-10 (H230),HIVERO | ea
2502 | VB2 | A76700009 | TERMINAL,CONNECTOR,JOBP 25H FOR WIRE 1.5 ~ 2.5mm2 | M20 | ea | 1000 | M20,, | 00000000000 | #N/A | #N/A
2503 | VB2 | A81100001 | COPPER,C1100BB-H/2,BUSBAR,T2,W600,L2000 | M30 | kg | 277.36 | M30,, | 40310007420 | COPPER,C1100BB-H/2,BUSBAR,T2.0,W600,L2000 | kg
2504 | VB2 | A81100002 | COPPER,C1100BB-H/2,BUSBAR,T3.0,W600,L2000 | M30 | kg | 406.4 | M30,, | 40310003957 | COPPER,C1100BB-H/2,BUSBAR,T3,W600,L2000 | kg
2505 | VB2 | A75200043 | SHUTTER,SHUTTER ASSY,7.2/12KV-630/1250A/P150-31.5KA,DWG NUMBER: W44291408A | M10 | set | 1 | M10,, | 61068200006 | SHUTTER,SHUTTER ASSY,7.2/12KV-630/1250A/P150-31.5KA,DWG NUMBER: W44291408A | set
2506 | VB2 | A75200046 | SHUTTER,SHUTTER ASSY,12/17.5KV-1250/2000A/P210-25/31.5KA,DWG NUMBER:W44270651A | M10 | set | 1 | M10,, | 61068200007 | SHUTTER,SHUTTER ASSY,12/17.5KV-1250/2000A/P210-25/31.5KA,DWG NUMBER: W44270651A | set
2507 | VB2 | A83200300 | TUBE,Thin Wall Tube (Up to 3.3KV),GSC,150/75,YELLOW,GALA/INDIA | M10 | m | 332 | M10,, | NA | #N/A | #N/A
2508 | VB2 | A83200301 | TUBE,Thin Wall Tube (Up to 3.3KV),GSC,150/75,BLUE,GALA/INDIA | M10 | m | 176 | M10,, | NA | #N/A | #N/A
2509 | VB2 | A74200032 | ROD BAR,SS41B,10PI,L=1100,Ep-Fe/Zn 8/CM2,DB44035466 | M10 | ea | 7 | M10,, | 59518200011 | ROD,SS41B,10PI,L=1100,Ep-Fe/Zn 8/CM2,DB44035466 | ea
2510 | VB2 | A74200051 | ROD BAR,SS41B,10PI,L=1124,Ep-Fe/Zn 8/CM2,DB44035466 | M10 | ea | 9 | M10,, | 59518200018 | ROD,SS41B,10PI,L=1124,Ep-Fe/Zn 8/CM2,DB44035466 | ea
2511 | VB2 | A75300021 | SHUTTER ASS'Y,SHUTTER ASSY,VH-12H50B13/20,DWG NUMBER: W44273217C(W850) | M10 | set | 1 | M10,, | 61078200016 | SHUTTER ASS'Y,SHUTTER ASSY,VH-12H50B13/20,DWG NUMBER: W44273217C (W850) | set
2512 | VB2 | A74200060 | ROD BAR,SS41B,10PI,L=930,Ep-Fe/Zn 8/CM2,DB44035466 | M10 | ea | 9 | M10,, | 59518200019 | ROD,SS41B,10PI,L=930,Ep-Fe/Zn 8/CM2,DB44035466 | ea
2513 | VB2 | A74200061 | ROD BAR,SS41B,10PI,L=1080,Ep-Fe/Zn 8/CM2,DB44035466 | M10 | ea | 6 | M10,, | 59518200020 | ROD,SS41B,10PI,L=1080,Ep-Fe/Zn 8/CM2,DB44035466 | ea
2514 | VB2 | A74200064 | ROD BAR,SS41P,10PI,L=996,Ep-Fe/Zn 3/CM2,DB44047816-P2, LOCAL, VIET NAM | M10 | ea | 7 | M10,, | 59518200021 | ROD,SS41P,10PI,L=996,Ep-Fe/Zn 3/CM2,DB44047816-P2,LOCAL, VIET NAM | ea
2515 | VB2 | A74200083 | ROD BAR,SS41B,10PI,L=590,Ep-Fe/Zn 8/CM2,DB44035466,VIETNAM | M10 | ea | 2 | M10,, | 59518200024 | ROD,SS41B,10PI,L=590,Ep-Fe/Zn 8/CM2,DB44035466 | ea
2516 | VB2 | A75300044 | SHUTTER ASS'Y,SHUTTER ASSY,VH-12H40B32,DWG NUMBER: W44379273,VIETNAM | M10 | set | 6 | M10,, | 61078200017 | SHUTTER ASS'Y,SHUTTER ASSY,VH-12H40B32,DWG NUMBER: W44379273,VIET NAM | set
2517 | VB2 | A75700009 | STOPPER,HINGE,CHECK ARM FOR DOOR LEFT,PANEL,SJ060001-C1,LIUCHUAN | M10 | ea | 323 | M10,, | 61968200004 | STOPPER,HINGE,CHECK ARM FOR DOOR LEFT,PANEL,SJ060001- C1,LIUCHUAN | ea
2518 | VB2 | A75700010 | STOPPER,HINGE,CHECK ARM FOR DOOR RIGHT,PANEL,SJ060001-C2,LIUCHUAN | M10 | ea | 85 | M10,, | 61968200005 | STOPPER,HINGE,CHECK ARM FOR DOOR RIGHT,PANEL,SJ060001- C2,LIUCHUAN | ea
2519 | VB2 | A75700012 | STOPPER,STOPPER FOR LEFT DOOR,SJ060001-C1,VIET NAM | M10 | ea | 20 | M10,, | 00000000000 | #N/A | #N/A
2520 | VB2 | A74200085 | ROD BAR,Rod Bar for TR Panel (H2300),Ep-Fe/Zn 3/CM2,S44080225 (Wheel (HD-T-32), Rod Bar P2 (L1060), Rod Bar P3 (L945),VIETNAM | M10 | ea | 94 | M10,, | 00000000000 | #N/A | #N/A
2521 | VB2 | A76300125 | SUPPORTER(MECH),ES COVER CU-AP,S44308179 | M10 | ea | 1 | M10,, | 62418200004 | SUPPORTER(MECH),ES COVER CU-AP,S44308179_ | ea
2522 | VB2 | A76300141 | SUPPORTER(MECH),POST SUPPORT COVER,TS307-60 (H60) | M10 | ea | 392 | M10,, | 62418200005 | SUPPORTER(MECH),POST SUPPORT COVER,TS307-60 (H60) | ea
2523 | VB2 | A74900011 | SHAFT ASS'Y,Shaft assy draw in/out interlock 17.5kv4000a,ES,VH-12H50D40,K DWG NUMBER:W44292104 | M10 | set | 20 | M10,, | 60468200028 | SHAFT,SHAFT ASS'Y,Shaft Ass'y Draw in/out Interlock 17.5Kv 4000A, ES, VH-12H50D40 (K DWG NUMBER: W44292104) | set
2524 | VB2 | A83200279 | TUBE,Thin Wall Tube (Up to 3.3KV),GSC,70/35,RED,GALA/INDIA | M10 | m | 4 | M10,, | NA | #N/A | #N/A
2525 | VB2 | A83200281 | TUBE,Thin Wall Tube (Up to 3.3KV),GSC,70/35,BLUE,GALA/INDIA | M10 | m | 198.5 | M10,, | NA | #N/A | #N/A
2526 | VB2 | A83200282 | TUBE,Thin Wall Tube (Up to 3.3KV),GSC,70/35,BLACK,GALA/INDIA | M10 | m | 140.5 | M10,, | NA | #N/A | #N/A
2527 | VB2 | A83200283 | TUBE,Thin Wall Tube (Up to 3.3KV),GSC,100/50,RED,GALA/INDIA | M10 | m | 274.6 | M10,, | NA | #N/A | #N/A
2528 | VB2 | A32600154 | T/B,YSAT035-01SA,1P,35A,ASSEMBLY TERMINAL BLOCK,BOLT:STAINLESS STEEL,YONGSUNG/KOREA | E31 | ea | 3 | E31,, | 10062725117 | T/B,YSAT035-01SA 1P 35A,ASSEMBLY TERMINAL BLOCK(BOLT:STAINLESS STEEL),YONGSUNG/KOREA | ea
2529 | VB2 | A32600154 | T/B,YSAT035-01SA,1P,35A,ASSEMBLY TERMINAL BLOCK,BOLT:STAINLESS STEEL,YONGSUNG/KOREA | M10 | ea | 983 | M10,, | 10062725117 | T/B,YSAT035-01SA 1P 35A,ASSEMBLY TERMINAL BLOCK(BOLT:STAINLESS STEEL),YONGSUNG/KOREA | ea
2530 | VB2 | A32600172 | T/B,YSFT060-04SF,4P,60A,FIXING TERMINAL BLOCK,BOLT:STAINLESS STEEL,W/PVC COVER,YONGSUNG/KOREA | A12 | ea | 1 | A12,, | 10062725122 | T/B,YSFT060-04SF 4P 60A,FIXING TERMINAL BLOCK(BOLT:STAINLESS STEEL) W/PVC COVER,YONGSUNG/KOREA | ea
2531 | VB2 | A32600172 | T/B,YSFT060-04SF,4P,60A,FIXING TERMINAL BLOCK,BOLT:STAINLESS STEEL,W/PVC COVER,YONGSUNG/KOREA | E31 | ea | 1 | E31,, | 10062725122 | T/B,YSFT060-04SF 4P 60A,FIXING TERMINAL BLOCK(BOLT:STAINLESS STEEL) W/PVC COVER,YONGSUNG/KOREA | ea
2532 | VB2 | A32600173 | T/B,YSFT100-04SF,4P,100A,FIXING TERMINAL BLOCK,BOLT:STAINLESS STEEL,W/PVC COVER,YONGSUNG/KOREA | E31 | ea | 1 | E31,, | 10062725123 | T/B,YSFT100-04SF 4P 100A,FIXING TERMINAL BLOCK(BOLT:STAINLESS STEEL) W/PVC COVER,YONGSUNG/KOREA | ea
2533 | VB2 | A32600174 | T/B,YSFT150-03SF,3P,150A,FIXING TERMINAL BLOCK,BOLT:STAINLESS STEEL,W/PVC COVER,YONGSUNG/KOREA | M10 | ea | 2 | M10,, | 10062725124 | T/B,YSFT150-03SF 3P 150A,FIXING TERMINAL BLOCK(BOLT:STAINLESS STEEL) W/PVC COVER,YONGSUNG/KOREA | ea
2534 | VB2 | A32600175 | T/B,YSFT150-04SF,4P,150A,FIXING TERMINAL BLOCK,BOLT:STAINLESS STEEL,W/PVC COVER,YONGSUNG/KOREA | M10 | ea | 1 | M10,, | 10062725125 | T/B,YSFT150-04SF 4P 150A,FIXING TERMINAL BLOCK(BOLT:STAINLESS STEEL) W/PVC COVER,YONGSUNG/KOREA | ea
2535 | VB2 | A32600178 | T/B,YSFT300-03SF,3P,300A,FIXING TERMINAL BLOCK,BOLT:STAINLESS STEEL,W/PVC COVER,YONGSUNG/KOREA | M10 | ea | 2 | M10,, | 10062725126 | T/B,YSFT300-03SF 3P 300A,FIXING TERMINAL BLOCK(BOLT:STAINLESS STEEL) W/PVC COVER,YONGSUNG/KOREA | ea
2536 | VB2 | A32600179 | T/B,YSFT300-04SF,4P,300A,FIXING TERMINAL BLOCK,BOLT:STAINLESS STEEL,W/PVC COVER,YONGSUNG/KOREA | A12 | ea | 6 | A12,, | 10062725127 | T/B,YSFT300-04SF 4P 300A,FIXING TERMINAL BLOCK(BOLT:STAINLESS STEEL) W/PVC COVER,YONGSUNG/KOREA | ea
2537 | VB2 | A32600179 | T/B,YSFT300-04SF,4P,300A,FIXING TERMINAL BLOCK,BOLT:STAINLESS STEEL,W/PVC COVER,YONGSUNG/KOREA | E31 | ea | 14 | E31,, | 10062725127 | T/B,YSFT300-04SF 4P 300A,FIXING TERMINAL BLOCK(BOLT:STAINLESS STEEL) W/PVC COVER,YONGSUNG/KOREA | ea
2538 | VB2 | A32600179 | T/B,YSFT300-04SF,4P,300A,FIXING TERMINAL BLOCK,BOLT:STAINLESS STEEL,W/PVC COVER,YONGSUNG/KOREA | M10 | ea | 8 | M10,, | 10062725127 | T/B,YSFT300-04SF 4P 300A,FIXING TERMINAL BLOCK(BOLT:STAINLESS STEEL) W/PVC COVER,YONGSUNG/KOREA | ea
2539 | VB2 | A32600488 | T/B,YSFT020-04SF,4P,20A,FIXING TERMINAL BLOCK,BOLT:STAINLESS STEEL,W/PVC COVER,YONGSUNG/KOREA | E31 | ea | 1 | E31,, | 10062725134 | T/B,YSFT020-04SF 4P 20A,FIXING TERMINAL BLOCK(BOLT:STAINLESS STEEL) W/PVC COVER,YONGSUNG/KOREA | ea
2540 | VB2 | A32600488 | T/B,YSFT020-04SF,4P,20A,FIXING TERMINAL BLOCK,BOLT:STAINLESS STEEL,W/PVC COVER,YONGSUNG/KOREA | M10 | ea | 4 | M10,, | 10062725134 | T/B,YSFT020-04SF 4P 20A,FIXING TERMINAL BLOCK(BOLT:STAINLESS STEEL) W/PVC COVER,YONGSUNG/KOREA | ea
2541 | VB2 | A32600563 | T/B,YSFT100-03ZA,3P,100A,FIXING TERMINAL BLOCK,BOLT:Zn PLATING,W/PVC COVER,YONGSUNG/KOREA | M10 | ea | 47 | M10,, | 10062725135 | T/B,YSFT100-03ZA 3P 100A,FIXING TERMINAL BLOCK(BOLT:Zn PLATING) W/PVC COVER,YONGSUNG/KOREA | ea
2542 | VB2 | A24900003 | SELECT S/W,YSAR2-311KB,25PI,KNOB TYPE, BLACK COLOR,3 STAGE 1a1b,6A/AC250V,YONGSUNG/KOREA | M10 | ea | 24 | M10,, | 26010000185 | SELECT S/W,YSAR2-311KB,25PI,CONTACT 1a1b,3 STAGE,KNOB TYPE,BLACK COLOR,YONGSUNG/KOREA | ea
2543 | VB2 | A24900006 | SELECT S/W,YSAR2-222KB,25PI,KNOB TYPE, BLACK COLOR,2 STAGE 2a2b,6A/AC250V,YONGSUNG/KOREA | A12 | ea | 1 | A12,, | 26010000186 | SELECT S/W,YSAR2-222KB,25PI,CONTACT 2a2b,2 STAGE,KNOB TYPE,BLACK COLOR,YONGSUNG/KOREA | ea
2544 | VB2 | A24900032 | SELECT S/W,CHR10 A721 *FT1/V750D-J,CONTACT 2a2b,KEY TYPE,2 STAGE,K&N/AUSTRIA | E31 | ea | 10 | E31,, | #N/A | #N/A | #N/A
2545 | VB2 | A24900033 | SELECT S/W,CHR10 A723 FT1/G251,CONTACT 4a4b,2 STAGE,K&N/AUSTRIA | E31 | ea | 10 | E31,, | #N/A | #N/A | #N/A
2546 | VB2 | A24900034 | SELECT S/W,CHR10 A722 FT1/G251,CONTACT 3a3b,2 STAGE,K&N/AUSTRIA | E31 | ea | 20 | E31,, | #N/A | #N/A | #N/A
2547 | VB2 | A30500002 | CONVERTER,DC/DC,HKSP-025,Input:DC220V,Output:DC24V,2.5A,HANKUK/KOREA | E31 | ea | 1 | E31,, | 10010028782 | CONVERTER,AC/DC,HKSP-025,Input:DC220V,Output:DC24V,2.5A,HANKUK/KOREA | ea
2548 | VB2 | A30500007 | CONVERTER,AC/DC,HKSP-025,input:AC220V,1P,Output:DC24V,2.5A,HANKUK/KOREA | M10 | ea | 18 | M10,, | 10010028783 | CONVERTER,AC/DC,HKSP-025,Input:AC220V 1P,Output:DC24V,2.5A,HANKUK/KOREA | ea
2549 | VB2 | A30600012 | DIODE,DIODE,KD55F160,55A,Vrrm:1600V,NURI SYSTEM/KOREA | E31 | set | 4 | E31,, | #N/A | #N/A | #N/A
2550 | VB2 | A30900034 | FILTER,TWM-4030A,INPUT:450VAC,3P, MICRO SURGE FILTER,WORLDTECH/KOREA | E31 | ea | 4 | E31,, | 09710001320 | FILTER,TWM-4030A,INPUT:450VAC 3P,MICRO SURGE FILTER,WORLDTECH/KOREA | ea
2551 | VB2 | A30900035 | FILTER,TWM-4050A,INPUT:450VAC,3P, MICRO SURGE FILTER,WORLDTECH/KOREA | E31 | ea | 4 | E31,, | 09710001321 | FILTER,TWM-4050A,INPUT:450VAC 3P,MICRO SURGE FILTER,WORLDTECH/KOREA | ea
2552 | VB2 | A31000015 | FUSE,KFS-B2,500V,2A,USE FOR FUSE HOLDER KF-32L,KACON/KOREA. | M10 | ea | 23 | M10,, | 09360000683 | FUSE,KFS-B2,500V,2A,USE FOR FUSE HOLDER KF-32L,KACON/KOREA | ea
2553 | VB2 | A31000018 | FUSE,KFS-B20,500V,20A,USE FOR FUSE HOLDER KF-32L,KACON/KOREA. | M10 | ea | 50 | M10,, | 09360000684 | FUSE,KFS-B20,500V,20A,USE FOR FUSE HOLDER KF-32L,KACON/KOREA | ea
2554 | VB2 | A31000062 | FUSE,DIAZED,5SA231,500V,6A,SIEMENS | E31 | ea | 14 | E31,, | #N/A | #N/A | #N/A
2555 | VB2 | A62800067 | HINGE,FLAT HINGE, K CODE 46413570001, KH-1077, KONGJIN, KOREA | M10 | ea | 89 | M10,, | NA | #N/A | #N/A
2556 | VB2 | A61600080 | BUSHING,WALL BUSHING,12KV,630/1250/2000A,TG3-12-68x18 (2-Slits),YUFENG ELECTRIC Co.,Ltd/CHINA | M10 | ea | 311 | M10,, | 45964100005 | BUSHING,WALL BUSHING,12kV,630/1250/2000A,TG3-12-68x18 (2-Slits),YUFENG ELECTRIC Co.Ltd/CHINA | ea
2557 | VB2 | A61600107 | BUSHING,SHD-1220S,12KV,1250A,31.5KA,WALL-THROUGH BUSHING,AxB: 2-79x24mm,DONGWOO/KOREA | E31 | ea | 12 | E31,, | 45964100010 | BUSHING,SHD-1220S,12kV,1250A,31.5kA,AxB: 2-79x24mm (WALL-THROUGH BUSHING),DONGWOO/KOREA | ea
2558 | VB2 | A61600108 | BUSHING,SHD-1240,12KV,3150A,31.5KA,WALL-THROUGH BUSHING,AxB: 3-129x48mm,DONGWOO/KOREA | E31 | ea | 12 | E31,, | 45964100011 | BUSHING,SHD-1240,12kV,3150A,31.5kA,AxB: 3-129x48mm (WALL-THROUGH BUSHING),DONGWOO/KOREA | ea
2559 | VB2 | A62100049 | CLIP,CLIP,DC-M1C-M-D-65-4-630,1RY(LINE SIDE) MOVING 4P 630A,SUSOL MCC, K CODE 01660000175, DAECHANG ELEC., KOREA | M10 | ea | 1 | M10,, | 00000000000 | #N/A | #N/A
2560 | VB2 | A62100050 | CLIP,CLIP,DC-M2C-M-A-25-3-250,2RY(LOAD SIDE) MOVING 3P 250A,SUSOL MCC, K CODE 01660000176 ,DAECHANG ELEC. KOREA | E31 | ea | 4 | E31,, | 51213715042 | CLIP,SUSOL MCC,2'RY(LOAD SIDE) MOVING 3P 250A DC-M2C-M-A-25-3-250 K CODE 01660000176 DAECHANG ELEC/KOREA | ea
2561 | VB2 | A62100051 | CLIP,CLIP,DC-M2C-F-A-25-3-250,2RY(LOAD SIDE) FIXED 3P 250A, SUSOL MCC, K CODE 01660000177, DAECHANG ELEC, KOREA | E31 | ea | 1 | E31,, | 51213715043 | CLIP,SUSOL MCC,2'RY(LOAD SIDE) FIXED 3P 250A DC-M2C-F-A-25-3-250 K CODE 01660000177 DAECHANG ELEC/KOREA | ea
2562 | VB2 | A62100051 | CLIP,CLIP,DC-M2C-F-A-25-3-250,2RY(LOAD SIDE) FIXED 3P 250A, SUSOL MCC, K CODE 01660000177, DAECHANG ELEC, KOREA | M10 | ea | 1 | M10,, | 51213715043 | CLIP,SUSOL MCC,2'RY(LOAD SIDE) FIXED 3P 250A DC-M2C-F-A-25-3-250 K CODE 01660000177 DAECHANG ELEC/KOREA | ea
2563 | VB2 | A61600014 | BUSHING,SHUTTER BUSHING,AC7.2KV,60KV BIL,HANIL ELECTRIC Co | E31 | ea | 43 | E31,, | 45964100001 | BUSHING,SHUTTER BUSHING,AC7.2kV,60kV BIL,HANIL ELECTRIC Co | ea
2564 | VB2 | A61600014 | BUSHING,SHUTTER BUSHING,AC7.2KV,60KV BIL,HANIL ELECTRIC Co | M10 | ea | 1 | M10,, | 45964100001 | BUSHING,SHUTTER BUSHING,AC7.2kV,60kV BIL,HANIL ELECTRIC Co | ea
2565 | VB2 | A61600076 | BUSHING,WALL BUSHING,24KV,3150/4000A,TG1-24-106x18 (3-Slits),YUFENG ELECTRIC Co.,Ltd/CHINA | M10 | ea | 254 | M10,, | 45964100003 | BUSHING,WALL BUSHING,24kV,3150/4000A,TG1-24-106x18 (3-Slits),YUFENG ELECTRIC Co.Ltd/CHINA | ea
2566 | VB2 | A61600077 | BUSHING,WALL BUSHING,24KV,1250/2000A,TG1-24-66x18 (2-Slits),YUFENG ELECTRIC Co.,Ltd/CHINA | E31 | ea | 33 | E31,, | 45964100004 | BUSHING,WALL BUSHING,24kV,1250/2000A,TG1-24-66x18 (2-Slits),YUFENG ELECTRIC Co.Ltd/CHINA | ea
2567 | VB2 | A61600077 | BUSHING,WALL BUSHING,24KV,1250/2000A,TG1-24-66x18 (2-Slits),YUFENG ELECTRIC Co.,Ltd/CHINA | M10 | ea | 139 | M10,, | 45964100004 | BUSHING,WALL BUSHING,24kV,1250/2000A,TG1-24-66x18 (2-Slits),YUFENG ELECTRIC Co.Ltd/CHINA | ea
2568 | VB2 | A62100052 | CLIP,CLIP,DC-M2C-M-A-25-4-250,2RY(LOAD SIDE) MOVING 4P 250A, SUSOL MCC, K CODE 01660000178, DAECHANG ELEC, KOREA | M10 | ea | 5 | M10,, | 51213715044 | CLIP,SUSOL MCC,SOLUTION MCC,2'RY(LOAD SIDE) MOVING 4P 250A DC-M2C-M-A-25-4-250 K CODE 01660000178 DAECHANG ELEC/KOREA | ea
2569 | VB2 | A62100054 | CLIP,CLIP,DC-M2C-M-D-60-3-400,2RY(LOAD SIDE) MOVING 3P 400A, SUSOL MCC, K CODE 1660000102, DAECHANG ELEC., KOREA | E31 | ea | 9 | E31,, | 51213715046 | CLIP,SUSOL MCC,2'RY(LOAD SIDE) MOVING 3P 400A DC-M2C-M-D-60-3-400 K CODE 1660000102 DAECHANG ELEC/KOREA | ea
2570 | VB2 | A62100055 | CLIP,CLIP,DC-M2C-F-D-60-3-400,2RY(LOAD SIDE) FIXED 3P 400A,SUSOL MCC, K CODE 1660000103, DAECHANG ELEC., KOREA | E31 | ea | 8 | E31,, | 51213715047 | CLIP,SUSOL MCC,2'RY(LOAD SIDE) FIXED 3P 400A DC-M2C-F-D-60-3-400 K CODE 1660000103 DAECHANG ELEC/KOREA | ea
2571 | VB2 | A62100055 | CLIP,CLIP,DC-M2C-F-D-60-3-400,2RY(LOAD SIDE) FIXED 3P 400A,SUSOL MCC, K CODE 1660000103, DAECHANG ELEC., KOREA | M10 | ea | 1 | M10,, | 51213715047 | CLIP,SUSOL MCC,2'RY(LOAD SIDE) FIXED 3P 400A DC-M2C-F-D-60-3-400 K CODE 1660000103 DAECHANG ELEC/KOREA | ea
2572 | VB2 | A62100067 | CLIP,CLIP,DC-M3C-F-S-N-24-10,3RY(CONTROL SIDE) FIXED 24P(NO.25-48)10A, SUSOL MCC, K CODE 01660000116, DAECHANG ELEC., KOREA | E31 | ea | 63 | E31,, | 51213715051 | CLIP,SUSOL MCC,3'RY(CONTROL SIDE) FIXED 24P(NO.25-48)10A DC-M3C-F-S-N-24-10 K CODE 01660000116 DAECHANG ELEC/KOREA | ea
2573 | VB2 | A62100084 | CLIP,CLIP,DC-M2C-M-D-60-4-400,2RY(LOAD SIDE) MOVING 4P 400A, ,SUSOL MCC, 자재번호1660000182, DAECHANG ELEC., KOREA | M10 | ea | 1 | M10,, | 51213715054 | CLIP,SUSOL MCC,2'RY(LOAD SIDE) MOVING 4P 400A DC-M2C-M-D-60-4-400 K CODE 1660000182 DAECHANG ELEC/KOREA | ea
2574 | VB2 | A61200877 | BOLT,BOLT,HEX,M12,L40,SM45C,Ep-Fe/Zn 5/CM2(Cr3/White),TENSILE CLASS 10.9, DIN933,GSB/KOREA | E31 | ea | 264 | E31,, | 01210100373 | BOLT,HEX,DIN933,M12,L40,SM45C,Ep-Fe/Zn 5/CM2(Cr3/White),TENSILE CLASS 10.9,GSB/KOREA | ea
2575 | VB2 | A61200881 | BOLT,BOLT,HEX,M12,L90,SM45C,Ep-Fe/Zn 5/CM2(Cr3/White),TENSILE CLASS 10.9, DIN931,GSB/KOREA | M20 | ea | 31 | M20,, | 01210100374 | BOLT,HEX,DIN931,M12,L90,SM45C,Ep-Fe/Zn 5/CM2(Cr3/White),TENSILE CLASS 10.9,GSB/KOREA | ea
2576 | VB2 | A61200870 | BOLT,BOLT,HEX,M16,L75,SM45C,Ep-Fe/Zn 5/CM2(Cr3/White),TENSILE CLASS 10.9, DIN931,GSB/KOREA | E31 | ea | 200 | E31,, | 01210100375 | BOLT,HEX,DIN931,M16,L75,SM45C,Ep-Fe/Zn 5/CM2(Cr3/White),TENSILE CLASS 10.9,GSB/KOREA | ea
2577 | VB2 | A62000001 | CLAMP,INSULATION 3P3W P=100,LV PANEL,S44157078 | M10 | ea | 247 | M10,, | 01610000189 | CLAMP,INSULATION 3P3W P=100,LV PANEL,S44157078_ | ea
2578 | VB2 | A61200864 | BOLT,BOLT,HEX,M12,L50,SM45C,Ep-Fe/Zn 5/CM2(Cr3/White),TENSILE CLASS 10.9, DIN931,GSB/KOREA | M10 | ea | 506 | M10,, | 01210100376 | BOLT,HEX,DIN931,M12,L50,SM45C,Ep-Fe/Zn 5/CM2(Cr3/White),TENSILE CLASS 10.9,GSB/KOREA | ea
2579 | VB2 | A37600808 | CABLE LUG,RING,JOT 6-M5,6.0SQ,1 HOLE,JEONO / KOREA | M20 | ea | 3500 | M20,, | #N/A | #N/A | #N/A
2580 | VB2 | A37600814 | CABLE LUG,RING,JOT 4-M5,4.0SQ,1 HOLE,JEONO / KOREA. | M20 | ea | 34790 | M20,, | 05510001814 | CABLE LUG,RING,JOT 4-M5,4.0 SQmm,1 HOLE,JEONO/KOREA | ea
2581 | VB2 | A32600596 | T/B,NUMBERING,Marker for terminal blocks - UCT-TM 6 -0828736,FROM 61~70,PHOENIX CONTACT | M10 | ea | 2 | M10,, | 11020000024 | T/B ASS'Y,NUMBERING/Marker for terminal blocks,UCT-TM 6 -0828736 (FROM 61-70),PHOENIX CONTACT | ea
2582 | VB2 | A32600597 | T/B,NUMBERING,Marker for terminal blocks - UCT-TM 6 -0828736,FROM 71~80,PHOENIX CONTACT | M10 | ea | 16 | M10,, | 11020000025 | T/B ASS'Y,NUMBERING/Marker for terminal blocks,UCT-TM 6 -0828736 (FROM 71-80),PHOENIX CONTACT | ea
2583 | VB2 | A91200454 | STICKER,STICKER 20PI (BLUE),VIET NAM | M10 | ea | 1000 | M10,, | 79668200110 | STICKER,STICKER 20PI (BLUE),VIET NAM | ea
2584 | VB2 | A92450120 | STATIONERY,Paper A0,DL,DL80,A0 | M10 | rol | 14 | M10,, | NA | #N/A | #N/A
2585 | VB2 | A65100148 | SCREW,(+)FLAT HEAD SCREW,M5,L8,STS | M20 | ea | 1000 | M20,, | 03660002342 | SCREW,(+)FLAT HEAD SCREW,M5,L8,STS | ea
2586 | VB2 | A65100175 | SCREW,(+)SELF-TAPPING SCREW,M4,L10,EP-FE/ZN 3/CM2(Cr3/White) | M20 | ea | 61000 | M20,, | 00000000000 | #N/A | #N/A
2587 | VB2 | A12000826 | AM,KAA-08,0-100A,CT:100/1A,60Hz,1.0CL,NON-REFLECTING PLASTIC,LIGHTSTAR/KOREA. | M10 | ea | 1 | M10,, | 17010003502 | AM,KAA-08,0-100A,CT:100/1A,60Hz,1.0CL,NON-REFLECTING PLASTIC,LIGHTSTAR/KOREA | ea
2588 | VB2 | A12000798 | AM,KAA-08,0-700-2100A,CT:700/1A,60Hz,1.0CL,OVER SCALE,LIGHTSTAR/KOREA. | M10 | ea | 1 | M10,, | 17010003498 | AM,KAA-08,0-700-2100A,CT:700/1A,60Hz,1.0CL,OVER SCALE,LIGHTSTAR/KOREA | ea
2589 | VB2 | A15400097 | LA,Varisil HE 12/S3D2,Ur:12kV,Uc:10.2kV, BIL:35.4kV,CLASS1,10kA,With disconnecting device,With Bird cap PVC,ENSTO/FRANCE | M10 | ea | 6 | M10,, | 27160000867 | LA,Varisil HE 12-S3D2,Ur:12kV‚Uc:10.2kV‚BIL:95kV,10kA,W/DISCONNECTING DEVICE &BIRD CAP PVC,CLASS 1,ENSTO/FRANCE | ea
2590 | VB2 | A17800198 | ZCT,KGB-05,SQUARE163X30,CURR.RATIO:200mA/100mV,RATED CURR:400A,50Hz,LIGHTSTAR/KOREA | M10 | ea | 1 | M10,, | #N/A | #N/A | #N/A
2591 | VB2 | A22510008 | ES KIT,E/S Interlock Assy 17.5KV,VH-12H50D40,4000A,K dwg number:W44292228 | M10 | set | 10 | M10,, | NA | #N/A | #N/A
2592 | VB2 | A37600838 | CABLE LUG,RING,JOCO 35-M12,35.0SQ,1 HOLE,JEONO / KOREA. | M20 | ea | 2878 | M20,, | 05510001826 | CABLE LUG,RING,JOCO 35-M12,35.0 SQmm,1 HOLE,JEONO / KOREA | ea
2593 | VB2 | A37600848 | CABLE LUG,PIN,VE1508,1.5SQ,BLUE,CHINA. | M20 | ea | 2000 | M20,, | 05510001828 | CABLE LUG,PIN,VE1508,1.5 SQmm,BLUE,CHINA | ea
2594 | VB2 | A63600156 | LIFTER,LIFTING DEVICE XC05-120,CAPACITY 500KG (H=1200MM),ICHIMENS/VIETNAM | M10 | ea | 1 | M10,, | 02660000348 | LIFTER,LIFTING DEVICE XC05-120,CAPACITY 500KG (H=1200MM),ICHIMENS_VIETNAM | ea
2595 | VB2 | A65100077 | SCREW,(+)PAN HEAD SCREW(SEMS),P.S/W*1+S/W*1,M5,L10,STS304 | M20 | set | 3000 | M20,, | 03660002361 | SCREW,(+)PAN HEAD SCREW (SEMS),P.S/W*1+S/W*1,M5,L10,STS304 | set
2596 | VB2 | A37601070 | CABLE LUG,BLADE,JOBN 4-2W,4.0SQ,16.5MM LENGTH,JEONO / KOREA. | M10 | ea | 868 | M10,, | 05510001861 | CABLE LUG,BLADE,JOBN 4-2W,4.0 SQmm,16.5MM LENGTH,JEONO/KOREA | ea
2597 | VB2 | A17800245 | ZCT,KGB-07,SQUARE210X30,CURR.RATIO:200mA/100mV,RATED CURR:600A,50/60Hz,LIGHTSTAR/KOREA. | M10 | ea | 16 | M10,, | 24460000995 | ZCT,KGB-07,CURR.RATIO:200mA/100mV,RATED CURR:600A,50/60Hz,SQUARE210X30,LIGHTSTAR/KOREA | ea
2598 | VB2 | A24000297 | CAM S/W,PULL SELECT SWITCH&AUTO RETURN,HC3205 PPB10,W/NP:OPEN-CLOSE,CONTACT 2a2b,HIVERO/KOREA | M10 | ea | 3 | M10,, | 25510003026 | CAM S/W,HC3205 PPB10,W/NP:OPEN-CLOSE,PULL SELECT SWITCH&AUTO RETURN,CONTACT 2a2b,HIVERO/KOREA | ea
2599 | VB2 | A22300749 | AUX RELAY,HLY4SN-D110,DC110V,AUX.CONTACT:4C,10A,W/Socket HLY4S and hold down clip,LED,HIVERO/CHINA | M10 | ea | 370 | M10,, | 12870000983 | AUX RELAY,HLY4SN-D110,COIL VOLTAGE:DC110V,AUX.CONTACT:4C,W/SOCKET HLY4S,LED,HOLD DOWN CLIP,HIVERO/CHINA | ea
2600 | VB2 | A24600072 | PB S/W,HC25B-2Y,25PI,2a2b,YELLOW COLOR,HIVERO/VIETNAM. | M10 | ea | 1 | M10,, | 25910000552 | PB S/W,HC25B-2Y,25PI,2a2b,YELLOW COLOR,HIVERO/VIETNAM | ea
2601 | VB2 | A37800295 | COLOR CAP,CAP,50P,YELLOW,VIJAYA/VIET NAM. | M10 | ea | 400 | M10,, | 05660001063 | COLOR CAP,CAP,50P,YELLOW,VIJAYA/VIET NAM | ea
2602 | VB2 | A37800296 | COLOR CAP,CAP,50P,GRAY,VIJAYA/VIET NAM. | M20 | ea | 500 | M20,, | 05660001171 | COLOR CAP,CAP,50P,GRAY,VIJAYA/VIET NAM | ea
2603 | VB2 | A62500057 | DUCT,PXC6040,W60,H40,2000 SLOT 6mm,GRAY,HANGZHOU/CHINA | M10 | ea | 59 | M10,, | 01860000219 | DUCT,PXC6040,W60,H40,L2000 SLOT 6mm,GRAY,HANGZHOU/CHINA | ea
2604 | VB2 | A37800012 | COLOR CAP,CAP,3.5P,YELLOW,CHINA. | M20 | ea | 4282 | M20,, | 05660001092 | COLOR CAP,CAP,3.5P,YELLOW,CHINA | ea
2605 | VB2 | A18100026 | APFR,PFR60-220-50,6 Step,SUPPLY VOLTAGE:220~240VAC,In:5A,OPERATING LIMITS:0.05~6.5A,50Hz,MIKRO | M10 | ea | 1 | M10,, | 14060000165 | APFR,PFR60-220-50,6 Steps,SUPPLY VOLTAGE:220-240VAC,50Hz,OPERATING LIMITS:0.05-6.5A,MIKRO/MALAYSIA | ea
2606 | VB2 | A32400111 | SOCKET,SOCKET,S18UAM,2P+E,250V,16A,W/plastic cover,WITH SINGLE SURFACE BOX,SINO/VIETNAM. | M10 | ea | 25 | M10,, | 09860000484 | SOCKET,S18UAM,2P+E,250V,16A,W/plastic cover,WITH SINGLE SURFACE BOX,SINO/VIETNAM | ea
2607 | VB2 | A32600569 | T/B,SWITCHING JUMPER,FB/URTK,10P,FOR TB URTK/S,JINH/CHINA | M10 | ea | 278 | M10,, | 11020000015 | T/B ASS'Y,SWITCHING JUMPER,FB/URTK 10P (FOR TB URTK/S),JINH/CHINA | ea
2608 | VB2 | A32600570 | T/B,NUMBERING,ZB URTK/S,FROM 1~10,JINH/CHINA | M10 | ea | 341 | M10,, | 11020000016 | T/B ASS'Y,NUMBERING,ZB URTK/S (FROM 1-10),JINH/CHINA | ea
2609 | VB2 | A30600010 | DIODE,Diode, ZP50A, 1600V, 50A, Screw type | M10 | ea | 46 | M10,, | NA | #N/A | #N/A
2610 | VB2 | A31300425 | LAMP,HC25P-34ALR,AC380-440V,50/60Hz,RED COLOR,25PI,LED TYPE,HIVERO/VIETNAM. | M10 | ea | 5 | M10,, | 10210003312 | LAMP,HC25P-34ALR,AC380-440V,50/60Hz,RED,25PI,LED,HIVERO/VIETNAM | ea
2611 | VB2 | A31300426 | LAMP,HC25P-34ALY,AC380-440V,50/60Hz,YELLOW COLOR,25PI,LED TYPE,HIVERO/VIETNAM. | M10 | ea | 5 | M10,, | 10210003313 | LAMP,HC25P-34ALY,AC380-440V,50/60Hz,YELLOW,25PI,LED,HIVERO/VIETNAM | ea
2612 | VB2 | A31900027 | RESISTOR,15W,5.2kOhm | M10 | ea | 691 | M10,, | NA | #N/A | #N/A
2613 | VB2 | A31900028 | RESISTOR,1W,51kOhm,Local | M10 | ea | 2 | M10,, | NA | #N/A | #N/A
2614 | VB2 | A37600020 | CABLE LUG,RING,JOT 6-M10,6.0SQ,1 HOLE,JEONO / KOREA. | M20 | ea | 8939 | M20,, | 05510001790 | CABLE LUG,RING,JOT 6-M10,6.0 SQmm,1 HOLE,JEONO/KOREA | ea
2615 | VB2 | A37600033 | CABLE LUG,RING,JOT 16-M12,16.0SQ,1 HOLE,JEONO / KOREA. | M10 | ea | 220 | M10,, | 05510001798 | CABLE LUG,RING,JOT 16-M12,16.0 SQmm,1 HOLE,JEONO/KOREA | ea
2616 | VB2 | A31000078 | FUSE,FR10GG50V4,500VAC/250VDC,4A,MERSEN/FERRAZ(EU). | M10 | ea | 82 | M10,, | 09360000696 | FUSE,FR10GG50V4,500VAC/250VDC,4A,MERSEN/FERRAZ(EU) | ea
2617 | VB2 | A37601122 | CABLE LUG,RING,JOCP 25-6-1,25.0SQ,1 HOLE,45 ANGLE,JEONO / KOREA. | M10 | ea | 200 | M10,, | 05510001874 | CABLE LUG,RING,JOCP 25-6-1,25.0 SQmm,1 HOLE,45 ANGLE,JEONO / KOREA | ea
2618 | VB2 | A37700019 | CABLE TIE,Hight tensile strength cable ties,J - 200,Jeono/Korea. | M20 | ea | 157000 | M20,, | 05540000178 | CABLE TIE,Hight tensile strength cable ties,J - 200,Jeono/Korea | ea
2619 | VB2 | A37800073 | COLOR CAP,CAP,10P,RED,CHINA. | M20 | ea | 1680 | M20,, | 05660001120 | COLOR CAP,CAP,10P,RED,CHINA | ea
2620 | VB2 | A37601011 | CABLE LUG,RING,JOCP 400-2-M14,400.0SQ,2 HOLE,JEONO / KOREA. | E31 | ea | 4 | E31,, | 05510001854 | CABLE LUG,RING,JOCP 400-2-M14,400.0 SQmm,2 HOLE,JEONO/KOREA | ea
2621 | VB2 | A37601124 | CABLE LUG,RING,JOCP 35-8-1,35.0SQ,1 HOLE,45 ANGLE,JEONO / KOREA. | M10 | ea | 100 | M10,, | 05510001876 | CABLE LUG,RING,JOCP 35-8-1,35.0 SQmm,1 HOLE,45 ANGLE,JEONO / KOREA | ea
2622 | VB2 | A37700013 | CABLE TIE,Hight tensile strength cable ties,J-300,Jeono/Korea | M20 | ea | 27000 | M20,, | #N/A | #N/A | #N/A
2623 | VB2 | A37800180 | COLOR CAP,THERMO STC-CAP,STC 4,RED,SEUNGJEON/KOREA | M20 | ea | 15000 | M20,, | #N/A | #N/A | #N/A
2624 | VB2 | A36100004 | SUPPORTER,HOLDER, DOOR, GRMU, 55613569008, VIET NAM | M10 | ea | 2 | M10,, | 6241VR85404 | SUPPORTER(MECH),HOLDER,DOOR,GRMU,5561VR69008,VIET NAM | ea
2625 | VB2 | A37600826 | CABLE LUG,RING,JOCP 25-M8,25.0SQ,1 HOLE,JEONO / KOREA | M20 | ea | 1200 | M20,, | 05510001819 | CABLE LUG,RING,JOCP 25-M8,25.0 SQmm,1 HOLE,JEONO / KOREA | ea
2626 | VB2 | A37600026 | CABLE LUG,RING,JOT 10-M10,10.0SQ,1 HOLE,JEONO / KOREA. | M20 | ea | 1290 | M20,, | 05510001795 | CABLE LUG,RING,JOT 10-M10,10.0 SQmm,1 HOLE,JEONO/KOREA | ea
2627 | VB2 | A24800106 | PUSH BUTTON W/LAMP,HC25L-24FLG,25PI,AC/DC24V,50/60Hz,GREEN COLOR,LED TYPE,1a1b,HIVERO/VIETNAM. | M10 | ea | 9 | M10,, | 25960000668 | PUSH BUTTON W/LAMP,HC25L-24FLG,25PI,AC/DC24V,50/60Hz,GREEN COLOR,LED TYPE,1a1b,HIVERO/VIETNAM | ea
2628 | VB2 | A24900022 | SELECT S/W,HC25S2-2,25PI,LEVER TYPE, BLACK COLOR,2 STAGE 2a2b,HIVERO/VIETNAM | M10 | ea | 13 | M10,, | 26010000190 | SELECT S/W,HC25S2-2,25PI,CONTACT 2a2b,2 STAGE,LEVER TYPE,BLACK COLOR,HIVERO/VIETNAM | ea
2629 | VB2 | A37601114 | CABLE LUG,RING,JOCO 16-M12,16.0SQ,1 HOLE,JEONO / KOREA. | M10 | ea | 490 | M10,, | 05510001870 | CABLE LUG,RING,JOCO 16-M12,16.0 SQmm,1 HOLE,JEONO/KOREA | ea
2630 | VB2 | A37800087 | COLOR CAP,THERMO STC-CAP,JOTC25,GREEN,SEUNGJEON/KOREA | M20 | ea | 3000 | M20,, | #N/A | #N/A | #N/A
2631 | VB2 | A37800088 | COLOR CAP,THERMO STC-CAP,STC 25,BLUE,SEUNGJEON/KOREA. | M10 | ea | 500 | M10,, | 05660001123 | COLOR CAP,THERMO STC-CAP,STC 25,BLUE,SEUNGJEON/KOREA | ea
2632 | VB2 | A37600914 | CABLE LUG,TYPE-JOR(R),JOR 6-8,6.0SQ,1 HOLE,JEONO / KOREA. | M10 | ea | 956 | M10,, | 05510001843 | CABLE LUG,JOR(R),JOR 6-8,6.0 SQmm,1 HOLE,JEONO/KOREA | ea
2633 | VB2 | A37600898 | CABLE LUG,RING,JOCP 16-M6,16.0SQ,1 HOLE,JEONO / KOREA. | M20 | ea | 8429 | M20,, | 05510001840 | CABLE LUG,RING,JOCP 16-M6,16.0 SQmm,1 HOLE,JEONO/KOREA | ea
2634 | VB2 | A37600953 | CABLE LUG,RING,JOPT 4.0-M4,4.0SQ,1 HOLE,BLUE,JEONO / KOREA | M10 | ea | 1000 | M10,, | #N/A | #N/A | #N/A
2635 | VB2 | A37800094 | COLOR CAP,THERMO STC-CAP,JOTC70,RED,SEUNGJEON/KOREA. | M20 | ea | 879 | M20,, | 05660001129 | COLOR CAP,THERMO STC-CAP,JOTC70,RED,SEUNGJEON/KOREA | ea
2636 | VB2 | A37800095 | COLOR CAP,THERMO STC-CAP,JOTC70,BLUE,SEUNGJEON/KOREA. | M20 | ea | 1279 | M20,, | 05660001130 | COLOR CAP,THERMO STC-CAP,JOTC70,BLUE,SEUNGJEON/KOREA | ea
2637 | VB2 | A32600618 | T/B,HFTB-2004S,4P,200A,BOLT:STAINLESS STEEL,W/PVC COVER,HIVERO/VIETNAM | M10 | ea | 6 | M10,, | 10062725146 | T/B,HFTB-2004S 4P 200A,FIXING TERMINAL BLOCK(BOLT:STAINLESS STEEL) W/PVC COVER,HIVERO/VIETNAM | ea
2638 | VB2 | A37600010 | CABLE LUG,RING,JOT 4-M4,4.0SQ,1 HOLE,JEONO / KOREA. | M20 | ea | 29650 | M20,, | 05510001788 | CABLE LUG,RING,JOT 4-M4,4.0 SQmm,1 HOLE,JEONO/KOREA | ea
2639 | VB2 | A62700490 | HANDLE,HD-T-32,3 POSITION LOCK BAR,VIETNAM | M10 | ea | 18 | M10,, | 02160000798 | HANDLE,HANDLE,HD-T-32.3 POSITION LOCK BARVIETNAM | ea
2640 | VB2 | A62700497 | HANDLE,HANDLE VH-06H50B13, DRAWING NUMBER S44064443 (REPAIR EXTEN 265MM),VIETNAM | M10 | ea | 2 | M10,, | 02160000799 | HANDLE,HANDLE,VH-06H50B13, DRAWING NUMBER S44064443 (REPAIR EXTEN 265MM)VIETNAM | ea
2641 | VB2 | A62700505 | HANDLE,HANDLE,HD-90A, W/STICKER,MCC, P-COVER,VIETNAM | M10 | ea | 238 | M10,, | 02160000800 | HANDLE,HANDLE,MCC,HD-90A W/STICKER P-COVERVIETNAM | ea
2642 | VB2 | A62700510 | HANDLE,AB102-1-2.2,LONG SHAFT,22-64,GRAY,HENGZHU/CHINA | M10 | ea | 71 | M10,, | 02160000810 | HANDLE,HANDLE,AB102-1-2.2,LONG SHAFT,GRAY,22-64,HENGZHU/CHINA | ea
2643 | VB2 | A61600104 | BUSHING,Station Bushing TGJ-24A (630A),ø74x455,CHINA | M10 | ea | 20 | M10,, | 45964100013 | BUSHING,Station Bushing TGJ-24A (630A),ø74x455,CHINA | ea
2644 | VB2 | A62700531 | HANDLE,HANDLE,BACK COVER,PL004-2,HENGZHU/CHINA | M10 | ea | 16 | M10,, | 02160000803 | HANDLE,HANDLE,Back cover,PL004-2HENGZHU/CHINA | ea
2645 | VB2 | A62800004 | HINGE,RING,SA014L002-1 | M10 | ea | 2206 | M10,, | 46418200028 | HINGE,RING,SA014L002_1 | ea
2646 | VB2 | A62800020 | HINGE,HINGE,HL051-2.3,HENGZHU/CHINA | M10 | ea | 192 | M10,, | 46418200035 | HINGE,HINGE,HL051- 2.3,HENGZHU/CHINA | ea
2647 | VB2 | A62800022 | HINGE,HINGE,DOOR SUSOL HINGE,LV,HV(MESG) MODULE,K-CODE NUMBER:46423172501/HYUNDAI HANDLE/KOREA | M10 | ea | 31 | M10,, | NA | #N/A | #N/A
2648 | VB2 | A62800068 | HINGE,HINGE,HL011-1.3,Black powder coated,HENGZHU/CHINA | M10 | ea | 58 | M10,, | 46418200011 | HINGE,HL011-1.3,Black powder coated,HENGZHU/CHINA | ea
2649 | VB2 | A62800074 | HINGE,HINGE,DOOR SUSOL HINGE,LV,HV(MESG) MODULE,46423172501,VIETNAM | M10 | ea | 138 | M10,, | 46418200018 | HINGE,DOOR SUSOL HINGE,LV,HV(MESG) MODULE,46423172501,VIETNAM | ea
2650 | VB2 | A62800075 | HINGE,HINGE,PANEL-GL TYPE,W44100001,VINH AN/VIETNAM | M10 | ea | 3 | M10,, | 46418200019 | HINGE,PANEL-GL TYPE,W44100001,VINH AN/VIETNAM | ea
2651 | VB2 | A62800076 | HINGE,HINGE,PANEL-GL TYPE,W44100001,VIETNAM | M10 | ea | 63 | M10,, | 46418200020 | HINGE,PANEL-GL TYPE,W44100001,VIET NAM | ea
2652 | VB2 | A61400209 | BOSS,INTERLOCK BAR (R),7.2kV(VL-0.6H25/32kA150P630/1250A) W650,S44059319A,VIET NAM | M10 | ea | 1 | M10,, | 45818200021 | BOSS,INTERLOCK BAR (R),7.2kV (VL-0.6H25/32kA150P630/1250A) W650,S44059319A,VIETNAM | ea
2653 | VB2 | A61400228 | BOSS,BOSS,LOCK DEVICE,PANEL,W44245093,VIETNAM | M10 | ea | 79 | M10,, | 45818200019 | BOSS,LOCK DEVICE,PANEL,W44245093,VIET NAM | ea
2654 | VB2 | A61400229 | BOSS,INTERLOCK BAR (R),12kV(VH-12H40KA1250/2000A150P) W650,W44317945S,VIETNAM | M10 | ea | 1 | M10,, | 45818200022 | BOSS,INTERLOCK BAR (R),12kV (VH-12H40KA1250/2000A150P) W650,W44317945S,VIETNAM | ea
2655 | VB2 | A61600075 | BUSHING,WALL BUSHING,24KV,2500A,TG1-24-86x18 (2-Slits),YUFENG ELECTRIC Co.,Ltd/CHINA | M10 | ea | 61 | M10,, | 45964100002 | BUSHING,WALL BUSHING,24kV,2500A,TG1-24-86x18 (2-Slits),YUFENG ELECTRIC Co.Ltd/CHINA | ea
2656 | VB2 | A83200225 | TUBE,Thin Wall Tube (Up to 3.3KV),GSC,16/8,WHITE,GALA/INDIA | M10 | m | 52 | M10,, | NA | #N/A | #N/A
2657 | VB2 | A83200226 | TUBE,Thin Wall Tube (Up to 3.3KV),GSC 40/20,BLACK,GALA/INDIA | M10 | m | 424 | M10,, | NA | #N/A | #N/A
2658 | VB2 | A83200227 | TUBE,Thin Wall Tube (Up to 3.3KV),GSC 50/25,BLACK,GALA/INDIA | M10 | m | 492 | M10,, | NA | #N/A | #N/A
2659 | VB2 | A83200251 | TUBE,Number Tube JNTU,025,2.5 Sqmm,WHITE,JEONO/KOREA | M20 | m | 400 | M20,, | 41960001481 | TUBE,Number Tube JNTU,025,2.5 Sqmm,WHITE,JEONO/KOREA | m
2660 | VB2 | A83200258 | TUBE,Heat Shrink BusBar Insulating Tubes,GHB 100/38 36Kv,DARK RED,GALA/INDIA | M10 | m | 6 | M10,, | NA | #N/A | #N/A
2661 | VB2 | A83200271 | TUBE,Thin Wall Tube (Up to 3.3KV),GSC,40/20,RED,GALA/INDIA | M10 | m | 350.5 | M10,, | NA | #N/A | #N/A
2662 | VB2 | A83200272 | TUBE,Thin Wall Tube (Up to 3.3KV),GSC,40/20,BLACK,GALA/INDIA | M10 | m | 713 | M10,, | NA | #N/A | #N/A
2663 | VB2 | A83200286 | TUBE,Thin Wall Tube (Up to 3.3KV),GSC,100/50,BLACK,GALA/INDIA | M10 | m | 400 | M10,, | NA | #N/A | #N/A
2664 | VB2 | A80400046 | GLASS,TEMPERED GLASS,S44074584,T5,W675,L1745,VIETNAM | M10 | ea | 5 | M10,, | 00000000000 | #N/A | #N/A
2665 | VB2 | A83200289 | TUBE,Thin Wall Tube (Up to 3.3KV),GSC,40/20,YELLOW,GALA/INDIA | M10 | m | 263 | M10,, | NA | #N/A | #N/A
2666 | VB2 | A83200290 | TUBE,Thin Wall Tube (Up to 3.3KV),GSC,50/25,YELLOW,GALA/INDIA | M10 | m | 100 | M10,, | NA | #N/A | #N/A
2667 | VB2 | A83200291 | TUBE,Thin Wall Tube (Up to 3.3KV),GSC,70/35,YELLOW,GALA/INDIA | M10 | m | 179 | M10,, | NA | #N/A | #N/A
2668 | VB2 | A83200292 | TUBE,Thin Wall Tube (Up to 3.3KV),GSC,100/50,YELLOW,GALA/INDIA | M10 | m | 343.6 | M10,, | NA | #N/A | #N/A
2669 | VB2 | A76800010 | TERMINAL ASS'Y,TERMINAL ASSY D35 P210,12kV25/31.5kA630/1250A,K-DWG NUMBER:62673172704/KOREA | M10 | ea | 17 | M10,, | 00000000000 | #N/A | #N/A
2670 | VB2 | A75200058 | SHUTTER,SHUTTER ASSY,7.2/12KV-630/1250A/P150-31.5KA,W44291408B (TWO STAIR),VIETNAM | M10 | set | 43 | M10,, | 00000000000 | #N/A | #N/A
2671 | VB2 | A75300009 | SHUTTER ASS'Y,SHUTTER ASSY,VH-12H50D40,K-DWG NUMBER: 61073173902 | M10 | set | 1 | M10,, | 61078200018 | SHUTTER ASS'Y,SHUTTER ASSY,VH-12H50D40,K-DWG NUMBER: 61073173902 | set
2672 | VB2 | A75300022 | SHUTTER ASS'Y,SHUTTER ASSY,VL-06H25A06/13,DWG NUMBER: W44273556A | M10 | set | 19 | M10,, | 61078200019 | SHUTTER ASS'Y,SHUTTER ASSY,VL-06H25A06/13,DWG NUMBER: W44273556A | set
2673 | VB2 | A32600015 | T/B,YSCT-02AFS,2P,COMMON TERMINAL BLOCK,BOLT:STAINLESS STEEL,W/PVC COVER,YONGSUNG/KOREA | M10 | ea | 6 | M10,, | 10062725109 | T/B,YSCT-02AFS 2P,BOLT:STAINLESS STEEL(W/PVC COVER),YONGSUNG/KOREA | ea
2674 | VB2 | A32600016 | T/B,YSCT-03AFS,3P,COMMON TERMINAL BLOCK,BOLT:STAINLESS STEEL,W/PVC COVER,YONGSUNG/KOREA | A12 | ea | 2 | A12,, | #N/A | #N/A | #N/A
2675 | VB2 | A32600017 | T/B,YSCT-04AFS,4P,COMMON TERMINAL BLOCK,BOLT:STAINLESS STEEL,W/PVC COVER,YONGSUNG/KOREA | A12 | ea | 14 | A12,, | 10062725110 | T/B,YSCT-04AFS 4P,BOLT:STAINLESS STEEL(W/PVC COVER),YONGSUNG/KOREA | ea
2676 | VB2 | A32600017 | T/B,YSCT-04AFS,4P,COMMON TERMINAL BLOCK,BOLT:STAINLESS STEEL,W/PVC COVER,YONGSUNG/KOREA | E31 | ea | 93 | E31,, | 10062725110 | T/B,YSCT-04AFS 4P,BOLT:STAINLESS STEEL(W/PVC COVER),YONGSUNG/KOREA | ea
2677 | VB2 | A32600017 | T/B,YSCT-04AFS,4P,COMMON TERMINAL BLOCK,BOLT:STAINLESS STEEL,W/PVC COVER,YONGSUNG/KOREA | M10 | ea | 24 | M10,, | 10062725110 | T/B,YSCT-04AFS 4P,BOLT:STAINLESS STEEL(W/PVC COVER),YONGSUNG/KOREA | ea
2678 | VB2 | A32600018 | T/B,YSCT-05AFS,5P,COMMON TERMINAL BLOCK,BOLT:STAINLESS STEEL,W/PVC COVER,YONGSUNG/KOREA | M10 | ea | 1 | M10,, | 10062725111 | T/B,YSCT-05AFS 5P,BOLT:STAINLESS STEEL(W/PVC COVER),YONGSUNG/KOREA | ea
2679 | VB2 | A32600019 | T/B,YSCT-06AFS,6P,COMMON TERMINAL BLOCK,BOLT:STAINLESS STEEL,W/PVC COVER,YONGSUNG/KOREA | A12 | ea | 64 | A12,, | 10062725112 | T/B,YSCT-06AFS 6P,BOLT:STAINLESS STEEL(W/PVC COVER),YONGSUNG/KOREA | ea
2680 | VB2 | A32600019 | T/B,YSCT-06AFS,6P,COMMON TERMINAL BLOCK,BOLT:STAINLESS STEEL,W/PVC COVER,YONGSUNG/KOREA | E31 | ea | 81 | E31,, | 10062725112 | T/B,YSCT-06AFS 6P,BOLT:STAINLESS STEEL(W/PVC COVER),YONGSUNG/KOREA | ea
2681 | VB2 | A32600152 | T/B,YSAT015-01SA,1P,15A,ASSEMBLY TERMINAL BLOCK,BOLT:STAINLESS STEEL,YONGSUNG/KOREA | E31 | ea | 8468 | E31,, | 10062725115 | T/B,YSAT015-01SA 1P 15A,ASSEMBLY TERMINAL BLOCK(BOLT:STAINLESS STEEL),YONGSUNG/KOREA | ea
2682 | VB2 | A32600152 | T/B,YSAT015-01SA,1P,15A,ASSEMBLY TERMINAL BLOCK,BOLT:STAINLESS STEEL,YONGSUNG/KOREA | M10 | ea | 1532 | M10,, | 10062725115 | T/B,YSAT015-01SA 1P 15A,ASSEMBLY TERMINAL BLOCK(BOLT:STAINLESS STEEL),YONGSUNG/KOREA | ea
2683 | VB2 | A32600153 | T/B,YSAT025-01SA,1P,25A,ASSEMBLY TERMINAL BLOCK,BOLT:STAINLESS STEEL,YONGSUNG/KOREA | E31 | ea | 1975 | E31,, | 10062725116 | T/B,YSAT025-01SA 1P 25A,ASSEMBLY TERMINAL BLOCK(BOLT:STAINLESS STEEL),YONGSUNG/KOREA | ea
2684 | VB2 | A62700424 | HANDLE,HD-97,LS Mark,HYUNDAI HANDLE Ind/KOREA | E31 | ea | 2 | E31,, | 02160000782 | HANDLE,HANDLE,HANDLE HD-97 LS MarkHYUNDAI HANDLE Ind/KOREA | ea
2685 | VB2 | A62700424 | HANDLE,HD-97,LS Mark,HYUNDAI HANDLE Ind/KOREA | M10 | ea | 115 | M10,, | 02160000782 | HANDLE,HANDLE,HANDLE HD-97 LS MarkHYUNDAI HANDLE Ind/KOREA | ea
2686 | VB2 | A62700433 | HANDLE,HANDLE,OPH 400A AND 630A LOCKER BRACKET ASSY,SUSOL MCC, K CODE 02160000571, DAECHANG ELEC, KOREA | E31 | ea | 34 | E31,, | 02160000788 | HANDLE,HANDLE,Susol MCC,OPH 400A AND 630A LOCKER BRACKET ASSY (K CODE: 02160000571)DAECHANG ELEC/KOREA | ea
2687 | VB2 | A62700433 | HANDLE,HANDLE,OPH 400A AND 630A LOCKER BRACKET ASSY,SUSOL MCC, K CODE 02160000571, DAECHANG ELEC, KOREA | M10 | ea | 3 | M10,, | 02160000788 | HANDLE,HANDLE,Susol MCC,OPH 400A AND 630A LOCKER BRACKET ASSY (K CODE: 02160000571)DAECHANG ELEC/KOREA | ea
2688 | VB2 | A62700439 | HANDLE,24kV,21kA,HANDLE ASS'Y, ONOFF,EARTH_VINA,FOR ES SJE-CN2420G,DWG NO :E55223172803,SANJEON/KOREA | E31 | ea | 2 | E31,, | 02160000789 | HANDLE,HANDLE ASS'Y,12-24kV 21kA ONOFF EARTH_VINA,ES SJE-CN2420G (DWG NO :E55223172803)SANJEON/KOREA | ea
2689 | VB2 | A62700439 | HANDLE,24kV,21kA,HANDLE ASS'Y, ONOFF,EARTH_VINA,FOR ES SJE-CN2420G,DWG NO :E55223172803,SANJEON/KOREA | M10 | ea | 1 | M10,, | 02160000789 | HANDLE,HANDLE ASS'Y,12-24kV 21kA ONOFF EARTH_VINA,ES SJE-CN2420G (DWG NO :E55223172803)SANJEON/KOREA | ea
2690 | VB2 | A62700445 | HANDLE,HANDLE,HD-P-2,LV MDB,CAM LOCK,W44308564,K CODE NUMBER:2160000607,HYUNDAI HANDLE Ind. | M10 | set | 41 | M10,, | 02160000790 | HANDLE,HANDLE,LV MDB,HD-P-2 CAM LOCK W44308564 (K CODE NUMBER:2160000607)HYUNDAI HANDLE Ind. | ea
2691 | VB2 | A62700447 | HANDLE,HANDLE, L2 21, GRMU, DRAWING 55213569001, DAESIN, KOREA | A12 | ea | 371 | A12,, | 5521VR69001 | HANDLE,L2 21,GRMU,VR | ea
2692 | VB2 | A62700447 | HANDLE,HANDLE, L2 21, GRMU, DRAWING 55213569001, DAESIN, KOREA | M10 | ea | 3 | M10,, | 5521VR69001 | HANDLE,L2 21,GRMU,VR | ea
2693 | VB2 | A61600090 | BUSHING,LSB-1231W,17.5KV95BIL,3000A,25KA,2-12Tx100,AxB: 2-105x17mm,YOUNG HWA INDUS,ELEC./KOREA | E31 | ea | 15 | E31,, | 45964100006 | BUSHING,LSB-1231W,17.5kV95BIL,3000A,25kA,AxB: 2-105x17mm (2-12Tx100),YOUNG HWA INDUS ELEC./KOREA | ea
2694 | VB2 | A61600099 | BUSHING,LSB-2012W1,24KV125BIL,1250A,25KA,1-12TX60,AxB: 1-65x17mm,DONGWOO/KOREA | E31 | ea | 19 | E31,, | 45964100007 | BUSHING,LSB-2012W1,24KV125BIL,1250A,25kA,AxB: 3-105x17mm (1-12TX60),DONGWOO/KOREA | ea
2695 | VB2 | A62700508 | HANDLE,12-24kV,21kA,HANDLE ASS'Y_SN, ONOFF,EARTH_VINA,FOR ES SJE-SN,Kcode :E55223172801,SANJEON/KOREA | E31 | ea | 2 | E31,, | 02160000802 | HANDLE,HANDLE ASS'Y,12-24kV 21kA ONOFF EARTH_VINA,ES SJE-SN (Kcode :E55223172801)SANJEON/KOREA | ea
2696 | VB2 | A62700532 | HANDLE,PULL TAB,BYCAP-1,BLACK COLOR,K-CODE NUMBER:2160000663,KOREA | M10 | ea | 8 | M10,, | 02160000804 | HANDLE,HANDLE,Black color,Pull tab by cap-1 (K-CODE NUMBER:2160000663) KOREA | ea
2697 | VB2 | A62800027 | HINGE,HINGE PIANO(H2300L1138),PANEL,SJ050001,HYUNDAI HANDLE/KOREA | E31 | ea | 27 | E31,, | 46418200036 | HINGE,HINGE PIANO (H2300L1138),PANEL,SJ050001,HYUNDAI HANDLE/KOREA | ea
2698 | VB2 | A62800027 | HINGE,HINGE PIANO(H2300L1138),PANEL,SJ050001,HYUNDAI HANDLE/KOREA | M10 | ea | 27 | M10,, | 46418200036 | HINGE,HINGE PIANO (H2300L1138),PANEL,SJ050001,HYUNDAI HANDLE/KOREA | ea
2699 | VB2 | A62800028 | HINGE,HINGE LINER,PANEL,SJ050005,HYUNDAI HANDLE/KOREA | M10 | ea | 7 | M10,, | 46418200037 | HINGE,HINGE LINER,PANEL,Drawing Nr.: SJ050005,HYUNDAI HANDLE/KOREA | ea
2700 | VB2 | A62800036 | HINGE,HINGE PIANO(H2200L1088),PANEL,WJ050028 | E31 | ea | 37 | E31,, | 46418200038 | HINGE,HINGE PIANO (H2200L1088),PANEL,WJ050028 | ea
2701 | VB2 | A62800061 | HINGE,HINGE,PROTECTION COVER,PANEL,SJ050004C2-RIGHT,HYUNDAI HANDLE/KOREA | E31 | set | 9 | E31,, | 46418200017 | HINGE,HINGE,PROTECTION COVER,PANEL,SJ050004C2- RIGHT,HYUNDAI HANDLE/KOREA | set
2702 | VB2 | A62800067 | HINGE,FLAT HINGE, K CODE 46413570001, KH-1077, KONGJIN, KOREA | A12 | ea | 16 | A12,, | NA | #N/A | #N/A
2703 | VB2 | A62800067 | HINGE,FLAT HINGE, K CODE 46413570001, KH-1077, KONGJIN, KOREA | E31 | ea | 4 | E31,, | NA | #N/A | #N/A
3654456 | [5 empty] | 3494656.57 |  |  | #N/A