## Sheet1
Team | Class3 | Stock | PIC | item name | Item Code | New item code (Mr HungNC) | Description Old | Uom old | Subinv | Sub Qty | Available Qty | Uom new | description new
ED | 800 | Parts | HungNC | ACB | A10100827 | 2916047800 | ACB,AH-10E4-10A M2D2D2HC PS6U0ALBDKH2(-V) EXP,TOTAL ASSY,AL-H06~32E4-AHFS EXP,2916047800,72313464459,LS ELECTRIC/KOREA | ea | M10 | 2 | 2 | ea | AH-10E4-10A M2D2D2HC PS6U0ALBDKH2(-V) EXP
ED | [5 empty] | 72313464459 | [5 empty] | ea | TOTAL ASS'Y,AL-H06~32E4-AHFS EXP
ED | 800 | Parts | HungNC | ACB | A10100853 | 2914046100 | ACB,AH-06E4-00A M2D2D2TC 000U0B EXP,TOTAL ASS'Y,AL-H06~32E4-AHES EXP,2914046100,72313464443,LS ELECTRIC/KOREA | ea | E31 | 5 | 5 | #N/A | #N/A
ED | [5 empty] | 72313464443 | [5 empty] | #N/A | #N/A
ED | 800 | Parts | HungNC | ACB | A10101021 | 2899225600 | ACB,AN-16D3-10A M2D2D2BC AH6U0ALCB EXP,1000A,TOTAL ASSY,AL-N06~16D3-AHFS EXP,2899225600,72313461457,LS ELECTRIC/KOREA | ea | M10 | 1 | 1 | #N/A | #N/A
ED | [5 empty] | 72313461457 | [5 empty] | ea | TOTAL ASS'Y,AL-N06~16D3-AHFS EXP
ED | 800 | Parts | HungNC | ACB | A10101022 | 2911230100 | ACB,AS-40E4-32A M2D2D2BC AH6U0ALCBM EXP,3200A,TOTAL ASS'Y,AL-S40E4,AVFS,EXP,2911230100,72313464477,LS ELECTRIC/KOREA | ea | M10 | 2 | 2 | #N/A | #N/A
ED | [5 empty] | 72313464477 | [5 empty] | #N/A | #N/A
ED | 800 | Parts | HungNC | ACB | A10101023 | 2911221400 | ACB,AS-40E4-32A M2D2D2BC AH6U0ALCB EXP,3200A,TOTAL ASS'Y,AL-S40E4,AVFS,EXP,2911221400,72313464477,LS ELECTRIC/KOREA | ea | M10 | 1 | 1 | #N/A | #N/A
ED | [5 empty] | 72313464477 | [5 empty] | #N/A | #N/A
ED | 800 | Parts | HungNC | ACB | A10101024 | 2911230000 | ACB,AS-40F4-40A M2D2D2BC AH6U2ALCB EXP,4000A,TOTAL ASSY,AL-S40~50F4-AHFS EXP,2911230000,72313465614,LS ELECTRIC/KOREA | ea | M10 | 1 | 1 | #N/A | #N/A
ED | [5 empty] | 72313465614 | [5 empty] | ea | TOTAL ASS'Y,AL-S40~50F4-AHFS EXP
ED | 800 | Parts | HungNC | ACB | A10101065 | 2911237700 | ACB,AS-40F3-00A M1D1D1BX 000U0CB EXP,TOTAL ASSY,AL-S40~50F3-AHFS EXP,2911237700,72313465613,LS ELECTRIC/KOREA | ea | E31 | 4 | 4 | ea | AS-40F3-00A M1D1D1BX 000U0CB EXP
ED | [5 empty] | 72313465613 | [5 empty] | ea | TOTAL ASS'Y,AL-S40~50F3-AHFS EXP
ED | 800 | Parts | HungNC | ACB | A10101074 | 2898184200 | ACB,AN-13D3-13A M1D1D1BX AH6U0ALCB EXP,1250A,TOTAL ASSY,AL-N06~16D3-AHFS EXP,2898184200,72313461457,LS ELECTRIC/KOREA | ea | M10 | 2 | 2 | #N/A | #N/A
ED | [5 empty] | 72313461457 | [5 empty] | ea | TOTAL ASS'Y,AL-N06~16D3-AHFS EXP
ED | 1121 | Parts | HungNC | FUSE(POWER) | A10300010 | 3300004300 | FUSE(POWER),LFL-6P-1,7.2kV,1A,LSIS/KOREA | ea | E31 | 303 | 303 | ea | LFL-6P-1 EXP
ED | 1121 | Parts | HungNC | FUSE(POWER) | A10300048 | 11210001267 | FUSE(POWER),3018011.1,10/24kV,1A,L=292mm,SIBA/GERMANY | ea | M10 | 5 | 5 | ea | FUSE(POWER),30 180 11.1,10/24kV,1A,63kA,WITHOUT/STRIKER PIN,L=292mm,SIBA/GERMANY
ED | 1121 | Parts | HungNC | FUSE(POWER) | A10300153 | 11210001268 | FUSE(POWER),30 004 13.2,6/12kV,2A,L=292mm,W/STRIKER PIN,SIBA/GERMANY | ea | M10 | 36 | 36 | ea | FUSE(POWER),30 004 13.2,6/12kV,2A,63kA,W/STRIKER PIN,L=292mm,SIBA/GERMANY
ED | 1121 | Parts | HungNC | FUSE(POWER) | A10300154 | 11210001325 | FUSE(POWER),30 378 11.1,6/12kV,1A,63kA,D:24mm,L195mm,SIBA/GERMANY | ea | M10 | 3 | 3 | ea | FUSE(POWER),30 378 11.1,6/12kV,1A,63kA,WITHOUT/STRIKER PIN,L=195mm,SIBA/GERMANY
ED | 1121 | Parts | HungNC | FUSE(POWER) | A10300158 | 11210001326 | FUSE(POWER),XRNP1-12,12kV,3.15A,50kA (Ï†25*194),Material number: 32200011,RITZ/CHINA | ea | M10 | 6 | 6 | ea | FUSE(POWER),XRNP1-12,12kV,3.15A,50kA,L=194mm,Material number: 32200011,RITZ/CHINA
ED | 1151 | Parts | HungNC | MCB | A10570264 | 627061300 | MCB,BK63H DC,2P,C10A,10kA,500VDC,LSIS/CHINA | ea | M10 | 1 | 1 | ea | BK63H-DC 2P C10A 10KA 500VDC EXP
ED | 2156 | Parts | HungNC | CLR | A11100007 | 21560000135 | CLR,7.6 Ohm,5000W,1ry VOLTAGE OF GPT:22V,3ry VOLTAGE OF GPT:190V,KOREA/ELECTRIC | ea | M10 | 1 | 1 | ea | CLR,7.6 Ohm,5 kW,1ry VOLTAGE OF GPT:22kV‚3ry VOLTAGE OF GPT:190V,KOREA/ELECTRIC
ED | 2156 | Parts | HungNC | CLR | A11100024 | 21560000138 | CLR,KBL-012,9 Ohm,400W,Pri. 6000/R3,Ter. 110/3,LIGHTSTAR/KOREA | ea | M10 | 1 | 1 | ea | CLR,9 Ohm,400 W,1ry VOLTAGE OF GPT:6kV‚3ry VOLTAGE OF GPT:110V,LIGHTSTAR/KOREA
ED | 2156 | Parts | HungNC | CLR | A11100036 | 21560000136 | CLR,25 Ohm,1450W,1ry VOLTAGE OF GPT:6.6kV,3ry VOLTAGE OF GPT:190V,KOREA/ELECTRIC | ea | M10 | 8 | 8 | ea | CLR,25 Ohm,1.45 kW,1ry VOLTAGE OF GPT:6.6kV‚3ry VOLTAGE OF GPT:190V,KOREA/ELECTRIC
ED | 2156 | Parts | HungNC | CLR | A11100042 | 21560000137 | CLR,27 Ohm,1450W,1ry VOLTAGE OF GPT:6.3kV,3ry VOLTAGE OF GPT:190V,KOREA/ELECTRIC | ea | M10 | 2 | 2 | ea | CLR,27 Ohm,1.45 kW,1ry VOLTAGE OF GPT:6.3kV‚3ry VOLTAGE OF GPT:190V,KOREA/ELECTRIC
ED | 2226 | Parts | HungNC | NGR | A11400013 | 22260000281 | NGR,RESISTANCE: 38.1 ohm,RATE VOL:6.6/R3KV,100A,RATED TIME:30s,350Â°C,HANKOOK RESISTOR/KOREA | ea | E31 | 4 | 4 | ea | NGR,RESISTANCE: 38.1 Ohm,RATE VOL:6.6/R3kV,100A,RATED TIME:30s,TEMP.RISE 350°C,HANKOOK RESISTOR/KOREA
ED | 2281 | Parts | HungNC | PLC | A11600155 | 22810000658 | PLC,LOGO,MODULE DM8230R,6ED1055-1FB00-0BA2,4DIAC/DC,4DORLY,AC/DC(115-240)V,50/60Hz,SIEMENS | ea | M10 | 1 | 1 | ea | PLC,LOGO MODULE DM8230R‚6ED1055-1FB00-0BA2,4DIAC/DC‚4DORLY‚AC/DC(115-240)V‚50/60Hz,SIEMENS
ED | 2291 | Parts | HungNC | REACTOR | A11800031 | 22910001638 | REACTOR,INVERTER INPUT REACTOR,SD-RBA43(2)-30N,RATED VOLTAGE:380V,3P,50Hz,Votl.drop 2%,FOR MOTOR OUTPUT 30kW,Al conductor,SAMDAI/KOREA | ea | M10 | 1 | 1 | ea | REACTOR,AC INVERTER INPUT,SD-RBA43(2)-30N,RATED VOLTAGE:380V‚3P‚50Hz,Votl.drop 2%,MOTOR OUTPUT 30kW,Al conductor,SAMDAI/KOREA
ED | 2291 | Parts | HungNC | REACTOR | A11800039 | 22910001639 | REACTOR,INVERTER INPUT REACTOR,HH-ACR-18.5,RATED VOLTAGE:380V,3P,60Hz,FOR MOTOR OUTPUT 18.5kW,Cu conductor,HYUPHWA/KOREA | ea | E31 | 4 | 4 | ea | REACTOR,AC INVERTER INPUT,HH-ACR-18.5,RATED VOLTAGE:380V‚3P‚60Hz,MOTOR OUTPUT 18.5kW,Cu conductor,HYUPHWA/KOREA
ED | 2291 | Parts | HungNC | REACTOR | A11800040 | 22910001640 | REACTOR,INVERTER INPUT REACTOR,HH-ACR-30,RATED VOLTAGE:380V,3P,60Hz,FOR MOTOR OUTPUT 30kW,Cu conductor,HYUPHWA/KOREA | ea | E31 | 2 | 2 | ea | REACTOR,AC INVERTER INPUT,HH-ACR-30,RATED VOLTAGE:380V‚3P‚60Hz,MOTOR OUTPUT 30kW,Cu conductor,HYUPHWA/KOREA
ED | 2291 | Parts | HungNC | REACTOR | A11800041 | 22910001641 | REACTOR,INVERTER INPUT REACTOR,HH-ACR-7.5,RATED VOLTAGE:380V,3P,60Hz,FOR MOTOR OUTPUT 7.5kW,Cu conductor,HYUPHWA/KOREA | ea | E31 | 4 | 4 | ea | REACTOR,AC INVERTER INPUT,HH-ACR-7.5,RATED VOLTAGE:380V‚3P‚60Hz,MOTOR OUTPUT 7.5kW,Cu conductor,HYUPHWA/KOREA
ED | 2221 | Parts | HungNC | NETWORK | A11910039 | 22210002087 | NETWORK,MODBUS GATEWAY,1-PORT,EKI-1221-CE,Ethernet comm.:2 port,8-pin RJ45,Serial comm.:RS-232/422/485,Modbus RTU,TCP,ASCII,Power input:12-48Vdc,ADVANTECH/TAIWAN | ea | M10 | 1 | 1 | ea | NETWORK,MODBUS GATEWAY,EKI-1221-CE,2 port‚8-pin RJ45‚Serial comm.:RS-232/422/485‚Modbus RTU‚TCP‚Power input:12-48Vdc,ADVANTECH/TAIWAN
ED | 2221 | Parts | HungNC | NETWORK | A11910092 | 22210002088 | NETWORK,Fiber Patch Cord ( DÃ¢y nháº£y quang),LC/U-LC/U MM DX 3.0 4M,Duplex,4m,Multimode,C Fiber/Viá»‡t Nam | ea | M10 | 1 | 1 | ea | NETWORK,Fiber Patch Cord ( Dây nhảy quang),LC/U-LC/U MM DX 3.0 4M,Duplex‚4m‚Multimode,C Fiber/Việt Nam
ED | 0577 | Parts | HungNC | BAY CONTROL UNIT | A11920063 | 5770000384 | BAY CONTROL UNIT,AFRTU, APCG-42-C-3-3-3-B-X-X-X-5-5-B,AUX.POWER:DC24~48V,FRONT MODULAR,DUAL10/100Base-T,Ethernet,RJ45 Port,48DI16DO(DI:FCCM/3,DO:FCCM/6),ASHIDA/INDIA | ea | M10 | 1 | 1 | ea | CONTROLLER,BAY CONTROL UNIT,AFRTU‚APCG-42-C-3-3-3-B-X-X-X-5-5-B,Aux.Power:DC24-48V‚FRONT MODULAR‚DUAL10/100Base-T‚Ethernet RJ45 Port‚48DI16DO(DI:FCCM/3‚DO:FCCM/6),ASHIDA/INDIA
ED | 1701 | Parts | Vương Thành Đạt | AM | A12000195 | 17010003477 | AM,WY-S96AA,0-600A,CT:600/5A,50Hz,1.5CL,WOONYOUNG/KOREA | ea | E31 | 1 | 1 | ea | AM,WY-S96AA,0-600A,CT:600/5A,50Hz,1.5CL,WOONYOUNG/KOREA
ED | 1701 | Parts | Vương Thành Đạt | AM | A12000453 | 17010003474 | AM,WA-A2,0-600A,CT:600/5A,50Hz,1.5CL,KYONGBO/KOREA | ea | E31 | 4 | 4 | ea | AM,WA-A2,600/5A,CT:600/5A,50Hz,1.5CL,KYONGBO/KOREA
ED | 1701 | Parts | Vương Thành Đạt | AM | A12000483 | 17010003478 | AM,SC-A2,0-200-600A,CT:200/5A,50Hz,2.5CL,OVER SCALE,KYONGBO/KOREA | ea | M10 | 1 | 1 | ea | AM,SC-A2,0-200-600A,CT:200/5A,50Hz,2.5CL,OVER SCALE,KYONGBO/KOREA
ED | 1701 | Parts | Vương Thành Đạt | AM | A12000512 | 17010003479 | AM,WY-W11AA,0-250A,CT:250/5A,50Hz,1.0CL,WOONYOUNG/KOREA | ea | E31 | 2 | 2 | ea | AM,WY-W11AA,0-250A,CT:250/5A,50Hz,1.0CL,WOONYOUNG/KOREA
ED | 1701 | Parts | Vương Thành Đạt | AM | A12000512 | 17010003479 | AM,WY-W11AA,0-250A,CT:250/5A,50Hz,1.0CL,WOONYOUNG/KOREA | ea | M10 | 1 | 1 | ea | AM,WY-W11AA,0-250A,CT:250/5A,50Hz,1.0CL,WOONYOUNG/KOREA
ED | 1701 | Parts | Vương Thành Đạt | AM | A12000517 | 17010003480 | AM,WY-W11AA,0-100A,CT:100/5A,50Hz,1.0CL,WOONYOUNG/KOREA | ea | E31 | 10 | 10 | ea | AM,WY-W11AA,0-100A,CT:100/5A,50Hz,1.0CL,WOONYOUNG/KOREA
ED | 1701 | Parts | Vương Thành Đạt | AM | A12000568 | 17010003481 | AM,WY-W08AA,0-150A,CT:150/5A,50Hz,1.5CL,WOONYOUNG/KOREA | ea | M10 | 4 | 4 | ea | AM,WY-W08AA,0-150A,CT:150/5A,50Hz,1.5CL,WOONYOUNG/KOREA
ED | 1701 | Parts | Vương Thành Đạt | AM | A12000569 | 17010003482 | AM,WY-W08AA,0-100A,CT:100/5A,50Hz,1.5CL,WOONYOUNG/KOREA | ea | E31 | 1 | 1 | ea | AM,WY-W08AA,0-100A,CT:100/5A,50Hz,1.5CL,WOONYOUNG/KOREA
ED | 1701 | Parts | Vương Thành Đạt | AM | A12000599 | 17010003483 | AM,WY-W08AA,0-20A,CT:20/1A,50Hz,1.5CL,WOONYOUNG/KOREA | ea | M10 | 7 | 7 | ea | AM,WY-W08AA,0-20A,CT:20/1A,50Hz,1.5CL,WOONYOUNG/KOREA
ED | 1701 | Parts | Vương Thành Đạt | AM | A12000600 | 17010003484 | AM,WY-W08AA,0-10A,CT:10/5A,50Hz,1.5CL,WOONYOUNG/KOREA | ea | E31 | 4 | 4 | ea | AM,WY-W08AA,0-10A,CT:10/5A,50Hz,1.5CL,WOONYOUNG/KOREA
ED | 1701 | Parts | Vương Thành Đạt | AM | A12000600 | 17010003484 | AM,WY-W08AA,0-10A,CT:10/5A,50Hz,1.5CL,WOONYOUNG/KOREA | ea | M10 | 2 | 2 | ea | AM,WY-W08AA,0-10A,CT:10/5A,50Hz,1.5CL,WOONYOUNG/KOREA
ED | 1701 | Parts | Vương Thành Đạt | AM | A12000609 | 17010003485 | AM,WY-W08AA,0-75A,CT:75/1A,50Hz,1.5CL,WOONYOUNG/KOREA | ea | M10 | 20 | 20 | ea | AM,WY-W08AA,0-75A,CT:75/1A,50Hz,1.5CL,WOONYOUNG/KOREA
ED | 1701 | Parts | Vương Thành Đạt | AM | A12000615 | 17010003486 | AM,WY-W08AA,0-50A,CT:50/1A,50Hz,1.5CL,WOONYOUNG/KOREA | ea | M10 | 1 | 1 | ea | AM,WY-W08AA,0-50A,CT:50/1A,50Hz,1.5CL,WOONYOUNG/KOREA
ED | 1701 | Parts | Vương Thành Đạt | AM | A12000617 | 17010003487 | AM,WY-W08AA,0-200A,CT:200/1A,50Hz,1.5CL,WOONYOUNG/KOREA | ea | M10 | 1 | 1 | ea | AM,WY-W08AA,0-200A,CT:200/1A,50Hz,1.5CL,WOONYOUNG/KOREA
ED | 1701 | Parts | Vương Thành Đạt | AM | A12000625 | 17010003488 | AM,WY-S96AA,0-75A,CT:75/5A,50Hz,1.5CL,WOONYOUNG/KOREA | ea | M10 | 2 | 2 | ea | AM,WY-S96AA,0-75A,CT:75/5A,50Hz,1.5CL,WOONYOUNG/KOREA
ED | 1701 | Parts | Vương Thành Đạt | AM | A12000644 | 17010003489 | AM,WY-W08AA,0-200A,CT:200/5A,50Hz,1.5CL,WOONYOUNG/KOREA | ea | E31 | 2 | 2 | ea | AM,WY-W08AA,0-200A,CT:200/5A,50Hz,1.5CL,WOONYOUNG/KOREA
ED | 1701 | Parts | Vương Thành Đạt | AM | A12000645 | 17010003490 | AM,WY-W08AA,0-20A,CT:20/5A,50Hz,1.5CL,WOONYOUNG/KOREA | ea | M10 | 4 | 4 | ea | AM,WY-W08AA,0-20A,CT:20/5A,50Hz,1.5CL,WOONYOUNG/KOREA
ED | 1701 | Parts | Vương Thành Đạt | AM | A12000647 | 17010003491 | AM,WY-W08AA,0-50A,CT:50/5A,50Hz,1.5CL,WOONYOUNG/KOREA | ea | E31 | 1 | 1 | ea | AM,WY-W08AA,0-50A,CT:50/5A,50Hz,1.5CL,WOONYOUNG/KOREA
ED | 1701 | Parts | Vương Thành Đạt | AM | A12000649 | 17010003492 | AM,WY-S96AA,0-50A,CT:50/5A,50Hz,1.5CL,WOONYOUNG/KOREA | ea | E31 | 4 | 4 | ea | AM,WY-S96AA,0-50A,CT:50/5A,50Hz,1.5CL,WOONYOUNG/KOREA
ED | 1701 | Parts | Vương Thành Đạt | AM | A12000649 | 17010003492 | AM,WY-S96AA,0-50A,CT:50/5A,50Hz,1.5CL,WOONYOUNG/KOREA | ea | M10 | 3 | 3 | ea | AM,WY-S96AA,0-50A,CT:50/5A,50Hz,1.5CL,WOONYOUNG/KOREA
ED | 1701 | Parts | Vương Thành Đạt | AM | A12000656 | 17010003493 | AM,WY-S96AA,0-20A,CT:20/5A,50Hz,1.5CL,WOONYOUNG/KOREA | ea | M10 | 3 | 3 | ea | AM,WY-S96AA,0-20A,CT:20/5A,50Hz,1.5CL,WOONYOUNG/KOREA
ED | 1701 | Parts | Vương Thành Đạt | AM | A12000658 | 17010003494 | AM,WY-S96AA,0-150A,CT:150/5A,50Hz,1.5CL,WOONYOUNG/KOREA | ea | M10 | 2 | 2 | ea | AM,WY-S96AA,0-150A,CT:150/5A,50Hz,1.5CL,WOONYOUNG/KOREA
ED | 1701 | Parts | Vương Thành Đạt | AM | A12000659 | 17010003495 | AM,WY-S96AA,0-100A,CT:100/5A,50Hz,1.5CL,WOONYOUNG/KOREA | ea | E31 | 1 | 1 | ea | AM,WY-S96AA,0-100A,CT:100/5A,50Hz,1.5CL,WOONYOUNG/KOREA
ED | 1701 | Parts | Vương Thành Đạt | AM | A12000792 | 17010003496 | AM,KAA-08,0-400-1200A,CT:400/1A,60Hz,1.0CL,OVER SCALE,LIGHTSTAR/KOREA | ea | M10 | 4 | 4 | ea | AM,KAA-08,0-400-1200A,CT:400/1A,60Hz,1.0CL,OVER SCALE,LIGHTSTAR/KOREA
ED | 1701 | Parts | Vương Thành Đạt | AM | A12000794 | 17010003497 | AM,KAA-08,0-600-1800A,CT:600/1A,60Hz,1.0CL,OVER SCALE,LIGHTSTAR/KOREA | ea | M10 | 5 | 5 | ea | AM,KAA-08,0-600-1800A,CT:600/1A,60Hz,1.0CL,OVER SCALE,LIGHTSTAR/KOREA
ED | 1701 | Parts | Vương Thành Đạt | AM | A12000798 | 17010003498 | AM,KAA-08,0-700-2100A,CT:700/1A,60Hz,1.0CL,OVER SCALE,LIGHTSTAR/KOREA | ea | M10 | 1 | 1 | ea | AM,KAA-08,0-700-2100A,CT:700/1A,60Hz,1.0CL,OVER SCALE,LIGHTSTAR/KOREA
ED | 1701 | Parts | Vương Thành Đạt | AM | A12000799 | 17010003499 | AM,WY-W08AA,0-5A,CT:5/5A,50Hz,1.5CL,WOONYOUNG/KOREA | ea | E31 | 9 | 9 | ea | AM,WY-W08AA,0-5A,CT:5/5A,50Hz,1.5CL,WOONYOUNG/KOREA
ED | 1701 | Parts | Vương Thành Đạt | AM | A12000800 | 17010003500 | AM,WY-W08AA,0-75A,CT:75/5A,50Hz,1.5CL,WOONYOUNG/KOREA | ea | M10 | 2 | 2 | ea | AM,WY-W08AA,0-75A,CT:75/5A,50Hz,1.5CL,WOONYOUNG/KOREA
ED | 1701 | Parts | Vương Thành Đạt | AM | A12000818 | 17010003501 | AM,WY-S96AA,0-10A,CT:10/5A,50Hz,1.5CL,WOONYOUNG/KOREA | ea | M10 | 3 | 3 | ea | AM,WY-S96AA,0-10A,CT:10/5A,50Hz,1.5CL,WOONYOUNG/KOREA
ED | 1701 | Parts | Vương Thành Đạt | AM | A12000826 | 17010003502 | AM,KAA-08,0-100A,CT:100/1A,60Hz,1.0CL,NON-REFLECTING PLASTIC,LIGHTSTAR/KOREA | ea | M10 | 1 | 1 | ea | AM,KAA-08,0-100A,CT:100/1A,60Hz,1.0CL,NON-REFLECTING PLASTIC,LIGHTSTAR/KOREA
ED | 1701 | Parts | Vương Thành Đạt | AM | A12000854 | 17010003503 | AM,KAA-08,0-600-3600A,CT:600/1A,50/60Hz,1.0CL,OVER SCALE,NON-REFLECTING PLASTIC,LIGHTSTAR/KOREA | ea | M10 | 2 | 2 | ea | AM,KAA-08,0-600-3600A,CT:600/1A,50/60Hz,1.0CL,OVER SCALE,NON-REFLECTING PLASTIC,LIGHTSTAR/KOREA
ED | 1701 | Parts | Vương Thành Đạt | AM | A12000855 | 17010003504 | AM,KAA-81,0-150-900A,CT:150/5A,50/60Hz,1.0CL,OVER SCALE,NON-REFLECTING PLASTIC,LIGHTSTAR/KOREA | ea | M10 | 2 | 2 | ea | AM,KAA-81,0-150-900A,CT:150/5A,50/60Hz,1.0CL,OVER SCALE,NON-REFLECTING PLASTIC,LIGHTSTAR/KOREA
ED | 1701 | Parts | Vương Thành Đạt | AM | A12000856 | 17010003505 | AM,KAA-08,0-400A,CT:400/1A,50/60Hz,1.0CL,NON-REFLECTING PLASTIC,LIGHTSTAR/KOREA | ea | M10 | 13 | 13 | ea | AM,KAA-08,0-400A,CT:400/1A,50/60Hz,1.0CL,NON-REFLECTING PLASTIC,LIGHTSTAR/KOREA
ED | 1701 | Parts | Vương Thành Đạt | AM | A12000889 | 17010003506 | AM,KAA-81,0-15A,CT:15/1A,50/60Hz,1.0CL,LIGHTSTAR/KOREA | ea | M10 | 1 | 1 | ea | AM,KAA-81,0-15A,CT:15/1A,50/60Hz,1.0CL,LIGHTSTAR/KOREA
ED | 1701 | Parts | Vương Thành Đạt | AM | A12000925 | 17010003476 | AM,CP-96AC,0-50A,CT:50/5A,50Hz,1.5CL,MUNHEAN/TAIWAN | ea | M10 | 8 | 8 | ea | AM,CP-96AC,0-50A,CT:50/5A,50Hz,1.5CL,MUNHEAN/TAIWAN
ED | 1701 | Parts | Vương Thành Đạt | AM | A12000930 | 17010003507 | AM,KAA-60,0-400A,CT:400/5A,50Hz,2.5CL,LIGHTSTAR/KOREA | ea | M10 | 1 | 1 | ea | AM,KAA-60,0-400A,CT:400/5A,50Hz,2.5CL,LIGHTSTAR/KOREA
ED | 1706 | Parts | Vương Thành Đạt | AOM | A12200001 | 17060000081 | AOM,WA-DA2,0-100A,CT:100/5A,50Hz,W/TRANSDUCER,KYONGBO/KOREA | ea | M10 | 6 | 6 | ea | AOM,WA-DA2,0-100A,100/1A,50Hz,W/TRANSDUCER,KYONGBO/KOREA
ED | 1706 | Parts | Vương Thành Đạt | AOM | A12200009 | 17060000082 | AOM,WA-DA2,0-400A,CT:400/5A,60Hz,W/TRANSDUCER,KYONGBO/KOREA | ea | E31 | 10 | 10 | ea | AOM,WA-DA2,0-400A,CT:400/5A,60Hz,W/TRANSDUCER,KYONGBO/KOREA
ED | 1706 | Parts | Vương Thành Đạt | AOM | A12200009 | 17060000082 | AOM,WA-DA2,0-400A,CT:400/5A,60Hz,W/TRANSDUCER,KYONGBO/KOREA | ea | M10 | 3 | 3 | ea | AOM,WA-DA2,0-400A,CT:400/5A,60Hz,W/TRANSDUCER,KYONGBO/KOREA
ED | 1706 | Parts | Vương Thành Đạt | AOM | A12200010 | 17060000083 | AOM,WA-DA2,0-600A,CT:600/5A,60Hz,W/TRANSDUCER,KYONGBO/KOREA | ea | E31 | 33 | 33 | ea | AOM,WA-DA2,0-600A,CT:600/5A,60Hz,W/TRANSDUCER,KYONGBO/KOREA
ED | 1706 | Parts | Vương Thành Đạt | AOM | A12200010 | 17060000083 | AOM,WA-DA2,0-600A,CT:600/5A,60Hz,W/TRANSDUCER,KYONGBO/KOREA | ea | M10 | 3 | 3 | ea | AOM,WA-DA2,0-600A,CT:600/5A,60Hz,W/TRANSDUCER,KYONGBO/KOREA
ED | 1706 | Parts | Vương Thành Đạt | AOM | A12200011 | 17060000084 | AOM,WA-DA2,0-200A,CT:200/5A,60Hz,W/TRANSDUCER,KYONGBO/KOREA | ea | M10 | 2 | 2 | ea | AOM,WA-DA2,0-200A,CT:200/5A,60Hz,W/TRANSDUCER,KYONGBO/KOREA
ED | 1751 | Parts | Vương Thành Đạt | MFM | A12700028 | 17510001235 | MFM,Accura 2350-3P-CT5A-75,Three Phase Power Measurement Module,measuring range:CT20mA~CT6A,RS485 2 port,W/telephone cable 5M,ROOTECH/KOREA | ea | E31 | 2 | 2 | ea | MULTI M,MFM PART/Measurement Module Accura 2350-3P-CT5A-75,range:CT20mA~CT6A,RS485 2 port,W/telephone cable 5M,ROOTECH/KOREA
ED | 1751 | Parts | Vương Thành Đạt | MFM | A12700028 | 17510001235 | MFM,Accura 2350-3P-CT5A-75,Three Phase Power Measurement Module,measuring range:CT20mA~CT6A,RS485 2 port,W/telephone cable 5M,ROOTECH/KOREA | ea | M10 | 4 | 4 | ea | MULTI M,MFM PART/Measurement Module Accura 2350-3P-CT5A-75,range:CT20mA~CT6A,RS485 2 port,W/telephone cable 5M,ROOTECH/KOREA
ED | 1751 | Parts | Vương Thành Đạt | MFM | A12700042 | 17510001236 | MFM,ACCURA 2300,AC 85 ~ 265V 50/60Hz,DC 100 ~ 300V,WITH DIGITAL INPUT/OUTPUT,ROOTECH/KOREA | ea | E31 | 1 | 1 | ea | MULTI M,ACCURA 2300,Un:60-600V,50/60Hz,AUX.POWER:AC85-265V 50/60Hz/DC 100-300V,WITH DIGITAL INPUT/OUTPUT,ROOTECH/KOREA
ED | 1751 | Parts | Vương Thành Đạt | MFM | A12700042 | 17510001236 | MFM,ACCURA 2300,AC 85 ~ 265V 50/60Hz,DC 100 ~ 300V,WITH DIGITAL INPUT/OUTPUT,ROOTECH/KOREA | ea | M10 | 4 | 4 | ea | MULTI M,ACCURA 2300,Un:60-600V,50/60Hz,AUX.POWER:AC85-265V 50/60Hz/DC 100-300V,WITH DIGITAL INPUT/OUTPUT,ROOTECH/KOREA
ED | 1751 | Parts | Vương Thành Đạt | MFM | A12700111 | 17510001237 | MFM,ELITE 300-30A,PT:57.7V(100V)~240V(415V)AC 3P4W(3P3W),CT:1(5)A,50Hz,1.0CL,AUX.POWER:40~300V AC/DC,RS485 MODBUS,SECURE/INDIA | ea | M10 | 23 | 23 | ea | MULTI M,ELITE300-30A,Un:57.7V(100V)-240V(415V)AC 3P4W(3P3W) In:1(5)A,50Hz,AUX.POWER:AC/DC40-300V,1.0CL,MODBUS RS485,SECURE/INDIA
ED | 1751 | Parts | Vương Thành Đạt | MFM | A12700133 | 17510001238 | MFM,PM5320,PT:35~440VLN,CT:1/5A,50/60Hz,CL0.5S,AUX.POWER:AC90~450V,DC100~300V,W/MODBUS TCP,SCHNEIDER | ea | M10 | 6 | 6 | ea | MULTI M,PM5320,Un:35-440VLN In:1/5A,50/60Hz,AUX.POWER:AC90-450V/DC100-300V,CL0.5S,MODBUS TCP,SCHNEIDER
ED | 1751 | Parts | Vương Thành Đạt | MFM | A12700139 | 17510001242 | MFM,Accura 2350-3P-CT5A-75,Three Phase Power Measurement Module,measuring range:CT20mA~CT6A,RS485 2 port,W/telephone cable 0.1M,ROOTECH/KOREA | ea | E31 | 8 | 8 | ea | MULTI M,MFM PART/Measurement Module Accura 2350-3P-CT5A-75,range:CT20mA~CT6A,RS485 2 port,W/telephone cable 0.1M,ROOTECH/KOREA
ED | 1751 | Parts | Vương Thành Đạt | MFM | A12700141 | 17510001239 | MFM,EPIC-M2550-3P-CT5A-75,Three Phase Power Measurement Module,measuring range:CT20mA~CT6A,RS485 2 port,NEOPIS/KOREA | ea | E31 | 13 | 13 | ea | MULTI M,MFM part/Measurement Module EPIC-M2550-3P-CT5A-75,range:CT20mA~CT6A,RS485 2 port,NEOPIS/KOREA
ED | 1751 | Parts | Vương Thành Đạt | MFM | A12700142 | 17510001240 | MFM,EPIC-M2500S-E,AC/DC 85~265V,45~65Hz,MODBUS-TCP(Ethernet),NEOPIS/KOREA | ea | E31 | 1 | 1 | ea | MULTI M,EPIC-M2500S-ENN,Un:10-690V 3P4W(3P3W) In:0.01-7A,50/60Hz,AUX.POWER:AC/DC100-240V,MODBUS TCP,NEOPIS/KOREA
ED | 1751 | Parts | Vương Thành Đạt | MFM | A12700143 | 17510001241 | MFM,MFM part, EPIC-M2550 CABLE,RS485, 5M,NEOPIS/KOREA | ea | E31 | 13 | 13 | ea | MULTI M,MFM part/EPIC-M2550 CABLE,RS485,5M,NEOPIS/KOREA
ED | 1791 | Parts | Vương Thành Đạt | VM | A13800019 | 17910001068 | VM,WA-V2,0-600V,PT:380/110V,50Hz,1.5CL,KYONGBO/KOREA | ea | M10 | 2 | 2 | ea | VM,WA-V2,0-600V,PT:380/110V,50Hz,1.5CL,KYONGBO/KOREA
ED | 1791 | Parts | Vương Thành Đạt | VM | A13800042 | 17910001069 | VM,WY-S96VA,0-9kV,PT:6.6/0.11kV,50Hz,1.5CL,WOONYOUNG/KOREA | ea | M10 | 2 | 2 | ea | VM,WY-S96VA,0-9kV,PT:6.6/0.11kV,50Hz,1.5CL,WOONYOUNG/KOREA
ED | 1791 | Parts | Vương Thành Đạt | VM | A13800043 | 17910001070 | VM,WY-S96VA,0-600V,DIRECT,50Hz,1.5CL,WOONYOUNG/KOREA | ea | E31 | 3 | 3 | ea | VM,WY-S96VA,0-600V,DIRECT,50Hz,1.5CL,WOONYOUNG/KOREA
ED | 1791 | Parts | Vương Thành Đạt | VM | A13800059 | 17910001071 | VM,WY-S96VA,0-500V,DIRECT,50Hz,1.5CL,WOONYOUNG/KOREA | ea | M10 | 3 | 3 | ea | VM,WY-S96VA,0-500V,DIRECT,50Hz,1.5CL,WOONYOUNG/KOREA
ED | 1791 | Parts | Vương Thành Đạt | VM | A13800269 | 17910001072 | VM,CP96V,0-7.5kV,PT:6.3/0.11kV,50Hz,1.5CL,MUNHEAN/TAIWAN | ea | M10 | 2 | 2 | ea | VM,CP96V,0-7.5kV,PT:6.3/0.11kV,50Hz,1.5CL,MUNHEAN/TAIWAN
ED | 1801 | Parts | Vương Thành Đạt | WHM | A14000165 | 18010000727 | WHM,ME41,3P4W,3x57.5/100V~3x240/415V,3x5(10)A,50Hz,0.5CL,EMIC/VIETNAM | ea | M10 | 1 | 1 | ea | WHM,ME41,3P4W,Vn:3x57.5/100V-3x240/415V In:3x5(10)A,50Hz,0.5CL,EMIC/VIETNAM
ED | 1801 | Parts | Vương Thành Đạt | WHM | A14000168 | 18010000728 | WHM,ZMD405CR44.0007.C2,3P4W,3x58/100-240/415V,3x1(2)A,50Hz,0.5CL,RS485,LANDIS+GYR/GREECE | ea | M10 | 1 | 1 | ea | WHM,ZMD405CR44.0007.C2,3P4W,Vn:3x58/100-240/415V In:3x1(2)A,0.5CL,RS485,LANDIS+GYR/GREECE
ED | 2716 | Parts | Nguyễn Quốc Bảo | LA | A15400097 | 27160000867 | LA,Varisil HE 12/S3D2,Ur:12kV,Uc:10.2kV, BIL:35.4kV,CLASS1,10kA,With disconnecting device,With Bird cap PVC,ENSTO/FRANCE | ea | M10 | 6 | 6 | ea | LA,Varisil HE 12-S3D2,Ur:12kV‚Uc:10.2kV‚BIL:95kV,10kA,W/DISCONNECTING DEVICE &BIRD CAP PVC,CLASS 1,ENSTO/FRANCE
ED | 2716 | Parts | Nguyễn Quốc Bảo | LA | A15400099 | 27160000869 | LA,Varisil HE 18/R-S3D2,Ur:18kV,Uc:15.3kV,BIL:53kV,CLASS1,10kA,With disconnecting device,With Bird cap PVC,ENSTO/FRANCE | ea | M10 | 18 | 18 | ea | LA,Varisil HE 18/R-S3D2,Ur:18kV‚Uc:15.3kV‚BIL:125kV,10kA,W/DISCONNECTING DEVICE &BIRD CAP PVC,CLASS 1,ENSTO/FRANCE
ED | 2716 | Parts | Nguyễn Quốc Bảo | LA | A15400122 | 27160000852 | LA,PDV-65,Ur:9kV,Uc:7.65kV, BIL:125kV,5kA,CODE:294008-C4CC,W/DISCONNECTOR,W/COVER,OHIO BRASS/USA | ea | M10 | 5 | 5 | ea | LA,PDV-65 Optima,Ur:9kV,Uc:7.65kV,BIL:125kV,5kA,W/DISCONNECTOR &COVER,CODE:294008-C4CC,OHIO BRASS/USA
ED | 2716 | Parts | Nguyễn Quốc Bảo | LA | A15400129 | 27160000859 | LA,Varisil HE 24-S3D2,Ur:24kV,Uc:20kV,BIL:125kV,CLASS1,10kA,With disconnecting device,With Bird cap PVC,ENSTO/FRANCE | ea | M10 | 3 | 3 | ea | LA,Varisil HE 24-S3D2,Ur:24kV‚Uc:20kV‚BIL:125kV,10kA,W/DISCONNECTING DEVICE &BIRD CAP PVC,CLASS 1,ENSTO/FRANCE
ED | 2716 | Parts | Nguyễn Quốc Bảo | LA | A15400130 | 27160000861 | LA,CA09/05.0D,Ur:9kV,Uc:7.65kV, BIL:20.22kV,CLASS1,5kA,W/DISCONNECTOR,DTR/KOREA | ea | E31 | 3 | 3 | ea | LA,CA09/05.0D,Ur:9kV‚Uc:7.65kV‚BIL:20.22kV,5kA,W/DISCONNECTOR,CLASS 1,DTR/KOREA
ED | 2716 | Parts | Nguyễn Quốc Bảo | LA | A15400130 | 27160000861 | LA,CA09/05.0D,Ur:9kV,Uc:7.65kV, BIL:20.22kV,CLASS1,5kA,W/DISCONNECTOR,DTR/KOREA | ea | M10 | 52 | 52 | ea | LA,CA09/05.0D,Ur:9kV‚Uc:7.65kV‚BIL:20.22kV,5kA,W/DISCONNECTOR,CLASS 1,DTR/KOREA
ED | 2716 | Parts | Nguyễn Quốc Bảo | LA | A15400135 | 27160000866 | LA,Varisil HE 09/S3D2,Ur:9kV,Uc:7.65kV, BIL:95kV,CLASS1,10kA,With disconnecting device,With Bird cap PVC,ENSTO/FRANCE | ea | M10 | 6 | 6 | ea | LA,Varisil HE 09-S3D2,Ur:9kV‚Uc:7.65kV‚BIL:95kV,10kA,W/DISCONNECTING DEVICE &BIRD CAP PVC,CLASS 1,ENSTO/FRANCE
ED | 2716 | Parts | Nguyễn Quốc Bảo | LA | A15400140 | 27160000862 | LA,PDV-100,Ur:6kV,Uc:5.1kV, BIL:125kV,10kA,CODE:294205-C4CC,PDV-100 Optima,W/COVER,OHIO BRASS/USA | ea | M10 | 12 | 12 | ea | LA,PDV-100 Optima,Ur:6kV‚Uc:5.1kV‚BIL:125kV,10kA,W/COVER,CODE:294205-C4CC,OHIO BRASS/USA
ED | 2716 | Parts | Nguyễn Quốc Bảo | LA | A15400141 | 27160000863 | LA,PDV-65,Ur:6kV,Uc:5.1kV, BIL:125kV,5kA,CODE:294005-C4CC,PDV-65 Optima,W/COVER,OHIO BRASS/USA | ea | E31 | 18 | 18 | ea | LA,PDV-65 Optima,Ur:6kV‚Uc:5.1kV‚BIL:125kV,5kA,W/COVER,CODE:294005-C4CC,OHIO BRASS/USA
ED | 2716 | Parts | Nguyễn Quốc Bảo | LA | A15400141 | 27160000863 | LA,PDV-65,Ur:6kV,Uc:5.1kV, BIL:125kV,5kA,CODE:294005-C4CC,PDV-65 Optima,W/COVER,OHIO BRASS/USA | ea | M10 | 147 | 147 | ea | LA,PDV-65 Optima,Ur:6kV‚Uc:5.1kV‚BIL:125kV,5kA,W/COVER,CODE:294005-C4CC,OHIO BRASS/USA
ED | 2716 | Parts | Nguyễn Quốc Bảo | LA | A15400144 | 27160000862 | LA,PDV-100,Ur:6kV,Uc:5.1kV, BIL:115kV,10kA,CODE:294205-C4CC,PDV-100 Optima,W/COVER,OHIO BRASS/ASSEMBLED IN USA | ea | M10 | 3 | 3 | ea | LA,PDV-100 Optima,Ur:6kV‚Uc:5.1kV‚BIL:125kV,10kA,W/COVER,CODE:294205-C4CC,OHIO BRASS/USA
ED | 2716 | Parts | Nguyễn Quốc Bảo | LA | A15400145 | 27160000863 | LA,PDV-65,Ur:6kV,Uc:5.1kV, BIL:115kV,5kA,CODE:294005-C4CC,PDV-65 Optima,W/COVER,OHIO BRASS/ASSEMBLED IN USA | ea | M10 | 3 | 3 | ea | LA,PDV-65 Optima,Ur:6kV‚Uc:5.1kV‚BIL:125kV,5kA,W/COVER,CODE:294005-C4CC,OHIO BRASS/USA
ED | 2717 | Parts | Nguyễn Quốc Bảo | LA PART | A15450006 | 27170000001 | LA PART,Äáº¿ chá»‘ng sÃ©t S3D2,ENSTO/FRANCE | ea | M10 | 4 | 4 | ea | LA PART,Insulating bracket S3D2,W/built-in disconnector,(Đế chống sét),ENSTO/FRANCE
ED | 2731 | Parts | Nguyễn Quốc Bảo | SR | A15700200 | 27310001308 | SR,SD7-RCAL400-440/50,WITHOUT DISCHARGE COIL,RATED VOLTAGE:440V,3P,50Hz,CAP:50KVAR/440V,Dry type,Al conductor With Temperature sensor dry contact,7%,Busbar type,SAMDAI/KOREA | ea | M10 | 12 | 12 | ea | SERIES REACTOR,SD7-RCAL400-440/50,WITHOUT DISCHARGE COIL,3P,RATED VOLTAGE:440V,50Hz,CAP:50kVAr/440V,Al conductor With Temperature sensor dry contact,7%,Busbar type connection,SAMDAI/KOREA
ED | 2731 | Parts | Nguyễn Quốc Bảo | SR | A15700257 | 27310001309 | SR,NSR-L7442030,W/DISCHARGE COIL,RATED VOLTAGE:440V,3P,50Hz,REACTOR OUTPUT:2.1kVAr,DRY TYPE,Al CONDUCTOR,7%,NUINTEK/KOREA | ea | M10 | 25 | 25 | ea | SERIES REACTOR,NSR-L7442030,W/DISCHARGE COIL,3P,RATED VOLTAGE:440V,50Hz,REACTOR OUTPUT:2.1kVAr,Al CONDUCTOR,7%,NUINTEK/KOREA
ED | 2736 | Parts | Nguyễn Quốc Bảo | STARTING REACTOR | A15800059 | 27360000951 | STARTING REACTOR,HSTR-60B-1000-S,RATED VOLTAGE:6600V,3P,50Hz,1000kW,RATED TIME:3 Min,TAP:50%,65%,80%,HYUPHWA/ KOREA | ea | E31 | 1 | 1 | ea | STARTING REACTOR,HSTR-60B-1000-S,3P,RATED VOLTAGE:6600V,50Hz,CAPACITY:1000kW,RATED TIME:3 Min,TAP:50% 65% 80%,HYUPHWA/KOREA
ED | 2736 | Parts | Nguyễn Quốc Bảo | STARTING REACTOR | A15800066 | 27360000952 | STARTING REACTOR,HSTR-60B-177.5-S,RATED VOLTAGE:4160V,3P,60Hz,177.5kW,RATED TIME:3 Min,TAP:50%,65%,80%,F class,Cu conductor With temperature sensor 3xPT100/3Phase,HYUPHWA/ KOREA | ea | E31 | 2 | 2 | ea | STARTING REACTOR,HSTR-60B-177.5-S,3P,RATED VOLTAGE:4160V,60Hz,750kW,RATED TIME:3 Min,TAP:50% 65% 80%,F class,Cu conductor,W/temperature sensor 3xPT100/3Phase,HYUPHWA/KOREA
ED | 2741 | Parts | Trương Minh Trung | TTM | A15900002 | 27410000552 | TTM,YSCTT-04S,4P,BODY W/BANGJIN COVER,R-Y-B-BK,BLACK COLOR,BODY W/PLUG,YONGSUNG/KOREA | ea | E31 | 8 | 8 | ea | TTM,YSCTT-04S,4P,BODY W/BANGJIN COVER,R-Y-B-BK(Red-Yellow-Blue-Black),BLACK COLOR,BODY W/PLUG,YONGSUNG/KOREA
ED | 2741 | Parts | Trương Minh Trung | TTM | A15900002 | 27410000552 | TTM,YSCTT-04S,4P,BODY W/BANGJIN COVER,R-Y-B-BK,BLACK COLOR,BODY W/PLUG,YONGSUNG/KOREA | ea | M10 | 8 | 8 | ea | TTM,YSCTT-04S,4P,BODY W/BANGJIN COVER,R-Y-B-BK(Red-Yellow-Blue-Black),BLACK COLOR,BODY W/PLUG,YONGSUNG/KOREA
ED | 2741 | Parts | Trương Minh Trung | TTM | A15900003 | 27410000553 | TTM,YSPTT-03S,3P,BODY W/BANGJIN COVER,R-Y-B,RED COLOR,BODY W/PLUG,YONGSUNG/KOREA | ea | E31 | 6 | 6 | ea | TTM,YSPTT-03S,3P,BODY W/BANGJIN COVER,R-Y-B(Red-Yellow-Blue),RED COLOR,BODY W/PLUG,YONGSUNG/KOREA
ED | 2741 | Parts | Trương Minh Trung | TTM | A15900006 | 27410000554 | TTM,YSPTT-04S,4P,BODY W/BANGJIN COVER,R-Y-B-W,BODY W/PLUG,YONGSUNG/KOREA | ea | M10 | 4 | 4 | ea | TTM,YSPTT-04S,4P,BODY W/BANGJIN COVER,R-Y-B-W(Red-Yellow-Blue-White),RED COLOR,BODY W/PLUG,YONGSUNG/KOREA
ED | 2741 | Parts | Trương Minh Trung | TTM | A15900102 | 27410000566 | TTM,4M300BA,FLUSH MOUNTING,RMS/AUSTRALIA | ea | M10 | 42 | 42 | ea | TTM,4M300BA,FLUSH MOUNTING,RMS/AUSTRALIA
ED | 2741 | Parts | Trương Minh Trung | TTM | A15900160 | 27410000555 | TTM,YSPTT-04S,4P,BODY W/BANGJIN COVER,Y-G-R-BK,RED COLOR,BODY W/PLUG,YONGSUNG/KOREA | ea | M10 | 1 | 1 | ea | TTM,YSPTT-04S,4P,BODY W/BANGJIN COVER,Y-G-R-BK(Yellow-Green-Red-Black),RED COLOR,BODY W/PLUG,YONGSUNG/KOREA
ED | 2741 | Parts | Trương Minh Trung | TTM | A15900164 | 27410000534 | TTM,HCTT-04S,4P,BODY W/BANGJIN COVER,R-Y-B-BK,BLACK COLOR,BODY W/PLUG,HIVERO/VIETNAM | ea | M10 | 39 | 39 | ea | TTM,HCTT-04S,4P,BODY W/BANGJIN COVER,R-Y-B-BK(Red-Yellow-Blue-Black),BLACK COLOR,BODY W/PLUG,HIVERO/VIETNAM
ED | 2741 | Parts | Trương Minh Trung | TTM | A15900165 | 27410000535 | TTM,HPTT-04S,4P,BODY W/BANGJIN COVER,R-Y-B-BK,RED COLOR,BODY W/PLUG,HIVERO/VIETNAM | ea | M10 | 23 | 23 | ea | TTM,HPTT-04S,4P,BODY W/BANGJIN COVER,R-Y-B-BK(Red-Yellow-Blue-Black),RED COLOR,BODY W/PLUG,HIVERO/VIETNAM
ED | 2741 | Parts | Trương Minh Trung | TTM | A15900167 | 27410000558 | TTM,HPTT-03S,3P,BODY W/BANGJIN COVER,R-Y-B-BK,RED COLOR,BODY W/PLUG,HIVERO/VIETNAM | ea | M10 | 6 | 6 | ea | TTM,HPTT-03S,3P,BODY W/BANGJIN COVER,R-Y-B-BK(Red-Yellow-Blue-Black),RED COLOR,BODY W/PLUG,HIVERO/VIETNAM
ED | 2741 | Parts | Trương Minh Trung | TTM | A15900168 | 27410000567 | TTM,Insert test plug 4M320BA,For Test Block 4M300K3(BA),RMS/AUSTRALIA | ea | M10 | 1 | 1 | ea | TTM,Insert test plug 4M320BA,For Test Block 4M300K3(BA),RMS/AUSTRALIA
ED | 2741 | Parts | Trương Minh Trung | TTM | A15900169 | 27410000559 | TTM,YSCTT-04S,4P,BODY W/BANGJIN COVER,BR-BL-GR-B (Brown-Black-Gray-Blue),BLACK COLOR,BODY W/PLUG,YONGSUNG/KOREA | ea | E31 | 61 | 61 | ea | TTM,YSCTT-04S,4P,BODY W/BANGJIN COVER,BR-BL-GR-B(Brown-Black-Gray-Blue),BLACK COLOR,BODY W/PLUG,YONGSUNG/KOREA
ED | 2741 | Parts | Trương Minh Trung | TTM | A15900169 | 27410000559 | TTM,YSCTT-04S,4P,BODY W/BANGJIN COVER,BR-BL-GR-B (Brown-Black-Gray-Blue),BLACK COLOR,BODY W/PLUG,YONGSUNG/KOREA | ea | M10 | 6 | 6 | ea | TTM,YSCTT-04S,4P,BODY W/BANGJIN COVER,BR-BL-GR-B(Brown-Black-Gray-Blue),BLACK COLOR,BODY W/PLUG,YONGSUNG/KOREA
ED | 2741 | Parts | Trương Minh Trung | TTM | A15900170 | 27410000560 | TTM,YSPTT-04S,4P,BODY W/BANGJIN COVER,BR-BL-GR-B (Brown-Black-Gray-Blue),RED COLOR,BODY W/PLUG,YONGSUNG/KOREA | ea | E31 | 44 | 44 | ea | TTM,YSPTT-04S,4P,BODY W/BANGJIN COVER,BR-BL-GR-B(Brown-Black-Gray-Blue),RED COLOR,BODY W/PLUG,YONGSUNG/KOREA
ED | 2741 | Parts | Trương Minh Trung | TTM | A15900170 | 27410000560 | TTM,YSPTT-04S,4P,BODY W/BANGJIN COVER,BR-BL-GR-B (Brown-Black-Gray-Blue),RED COLOR,BODY W/PLUG,YONGSUNG/KOREA | ea | M10 | 8 | 8 | ea | TTM,YSPTT-04S,4P,BODY W/BANGJIN COVER,BR-BL-GR-B(Brown-Black-Gray-Blue),RED COLOR,BODY W/PLUG,YONGSUNG/KOREA
ED | 2741 | Parts | Trương Minh Trung | TTM | A15900171 | 27410000561 | TTM,HCTT-04S,4P,BODY W/BANGJIN COVER,BR-BK-GR-B (Brown-Black-Gray-Blue),BLACK COLOR,BODY W/PLUG,HIVERO/VIETNAM | ea | M10 | 2 | 2 | ea | TTM,HCTT-04S,4P,BODY W/BANGJIN COVER,BR-BK-GR-B(Brown-Black-Gray-Blue),BLACK COLOR,BODY W/PLUG,HIVERO/VIETNAM
ED | 2741 | Parts | Trương Minh Trung | TTM | A15900174 | 27410000562 | TTM,HCTT-04S,4P,BODY W/BANGJIN COVER,B-W-R-BK,BLACK COLOR,BODY W/PLUG,HIVERO/VIETNAM | ea | M10 | 1 | 1 | ea | TTM,HCTT-04S,4P,BODY W/BANGJIN COVER,B-W-R-BK(Blue-White-Red-Black),BLACK COLOR,BODY W/PLUG,HIVERO/VIETNAM
ED | 2741 | Parts | Trương Minh Trung | TTM | A15900175 | 27410000563 | TTM,HPTT-04S,4P,BODY W/BANGJIN COVER,B-W-R-BK,RED COLOR,BODY W/PLUG,HIVERO/VIETNAM | ea | M10 | 1 | 1 | ea | TTM,HPTT-04S,4P,BODY W/BANGJIN COVER,B-W-R-BK(Blue-White-Red-Black),RED COLOR,BODY W/PLUG,HIVERO/VIETNAM
ED | 2741 | Parts | Trương Minh Trung | TTM | A15900178 | 27410000564 | TTM,HPTT-04S,4P,BODY W/BANGJIN COVER,Y-G-R-BK,RED COLOR,BODY W/PLUG,HIVERO/VIETNAM | ea | M10 | 2 | 2 | ea | TTM,HPTT-04S,4P,BODY W/BANGJIN COVER,Y-G-R-BK(Yellow-Green-Red-Black),RED COLOR,BODY W/PLUG,HIVERO/VIETNAM
ED | 2741 | Parts | Trương Minh Trung | TTM | A15900180 | 27410000565 | TTM,HCTT-04S,4P,BODY W/BANGJIN COVER,BK-BR-GR-B (Black-Brown-Gray-Blue),BLACK COLOR,BODY W/PLUG,HIVERO/VIETNAM | ea | M10 | 3 | 3 | ea | TTM,HCTT-04S,4P,BODY W/BANGJIN COVER,BK-BR-GR-B(Black-Brown-Gray-Blue),BLACK COLOR,BODY W/PLUG,HIVERO/VIETNAM
ED | 2746 | Parts | Hoàng Xuân Khải | UPS | A16000053 | 27460000388 | UPS,QUINT-UPS/ 24DC/ 24DC/20 - 2320238,PHOENIX CONTACT/GERMANY | ea | M10 | 1 | 1 | ea | UPS,QUINT-UPS/24DC/24DC/20-2320238,PHOENIX CONTACT/GERMANY
ED | 2746 | Parts | Hoàng Xuân Khải | UPS | A16000054 | 27460000389 | UPS,Vertiv GXT-1000MTPlusC230,Input:230VAC,1P,50Hz,OUTPUT:220/230/240VAC,50Hz,1000VA/900W,Online,USB,RS232,Vertive Emerson/China | ea | M10 | 1 | 1 | ea | UPS,Vertiv GXT-1000MTPlusC230,Input:230VAC 1P 50Hz,Output:220/230/240VAC 50Hz,1000VA/900W,RS232,Vertive Emerson/China
ED | 2746 | Parts | Hoàng Xuân Khải | UPS | A16000067 | 27460000390 | UPS,BV1000I-MS: APC Easy UPS, 1000VA/600W, Floor/Wall Mount, 230V, 4x Universal outlets, AVR,Schneider/China | ea | M10 | 1 | 1 | ea | UPS,BV1000I-MS: APC Easy UPS,230V,1000VA/600W,Floor/Wall Mount,4xUniversal outlets/AVR,Schneider/China
ED | 2406 | Parts | Nguyễn Thị Tiến | CT | A17100971 | 24060027172 | CT,LSC-411A,BIL:7.2/20/60kV,100/5A,15VA,5P10,25kA/1S,1 CORE,50Hz,P2-SIDE,YOUNG-HWA/KOREA | ea | E31 | 3 | 3 | ea | CT,LSC-411A,BIL:7.2/20/60kV,100/5A,15VA,5P10,25kA/1s,1 CORE,50Hz,P2-SIDE,YOUNG-HWA/KOREA
ED | 2406 | Parts | Nguyễn Thị Tiến | CT | A17101345 | 24060027055 | CT,US-3,1.15kV,600/5A,15VA,1.0CL,50Hz,KYONGBO/KOREA | ea | E31 | 8 | 8 | ea | CT,US-3,1.15kV,600/5A,15VA,1.0CL,50Hz,KYONGBO/KOREA
ED | 2406 | Parts | Nguyễn Thị Tiến | CT | A17101591 | 24060027091 | CT,WYCS-65,0.72kV,600/5A,15VA,1.0CL,50Hz,WOONYOUNG/KOREA | ea | M10 | 2 | 2 | ea | CT,WYCS-65,0.72kV,600/5A,15VA,1.0CL,50Hz,WOONYOUNG/KOREA
ED | 2406 | Parts | Nguyễn Thị Tiến | CT | A17101625 | 24060027092 | CT,WYCS-65,1.15kV,250/5A,15VA,1.0CL,50Hz,WOONYOUNG/KOREA | ea | E31 | 2 | 2 | ea | CT,WYCS-65,1.15kV,250/5A,15VA,1.0CL,50Hz,WOONYOUNG/KOREA
ED | 2406 | Parts | Nguyễn Thị Tiến | CT | A17101767 | 24060027093 | CT,WYCS-65,1.15kV,400/5A,15VA,1.0CL,50Hz,WOONYOUNG/KOREA | ea | M10 | 5 | 5 | ea | CT,WYCS-65,1.15kV,400/5A,15VA,1.0CL,50Hz,WOONYOUNG/KOREA
ED | 2406 | Parts | Nguyễn Thị Tiến | CT | A17101776 | 24060027094 | CT,WYCR-30,1.15kV,150/5A,5VA,1.0CL,50Hz,WOONYOUNG/KOREA | ea | E31 | 8 | 8 | ea | CT,WYCR-30,1.15kV,150/5A,5VA,1.0CL,50Hz,WOONYOUNG/KOREA
ED | 2406 | Parts | Nguyễn Thị Tiến | CT | A17101779 | 24060027095 | CT,WYCR-30,1.15kV,75/5A,5VA,1.0CL,50Hz,WOONYOUNG/KOREA | ea | M10 | 21 | 21 | ea | CT,WYCR-30,1.15kV,75/5A,5VA,1.0CL,50Hz,WOONYOUNG/KOREA
ED | 2406 | Parts | Nguyễn Thị Tiến | CT | A17101834 | 24060027096 | CT,WYCS-44,1.15kV,120/5A,5VA,1.0CL,50Hz,WOONYOUNG/KOREA | ea | M10 | 2 | 2 | ea | CT,WYCS-44,1.15kV,120/5A,5VA,1.0CL,50Hz,WOONYOUNG/KOREA
ED | 2406 | Parts | Nguyễn Thị Tiến | CT | A17101842 | 24060027097 | CT,WYCR-30,1.15kV,30/5A,5VA,1.0CL,50Hz,WOONYOUNG/KOREA | ea | M10 | 9 | 9 | ea | CT,WYCR-30,1.15kV,30/5A,5VA,1.0CL,50Hz,WOONYOUNG/KOREA
ED | 2406 | Parts | Nguyễn Thị Tiến | CT | A17102230 | 24060027116 | CT,KBM-21,1.15kV,4000/5A,40VA,1.0CL,50Hz,LIGHTSTAR/KOREA | ea | M10 | 4 | 4 | ea | CT,KBM-21,1.15kV,4000/5A,40VA,1.0CL,50Hz,LIGHTSTAR/KOREA
ED | 2406 | Parts | Nguyễn Thị Tiến | CT | A17102233 | 24060027117 | CT,KBJ-25,1.2kV,150/5A,5VA,1.0CL,50Hz,Ñ„25,LIGHTSTAR/KOREA | ea | M10 | 3 | 3 | ea | CT,KBJ-25,1.2kV,150/5A,5VA,1.0CL,50Hz,25PI,LIGHTSTAR/KOREA
ED | 2406 | Parts | Nguyễn Thị Tiến | CT | A17102234 | 24060027144 | CT,KBM-05,1.2kV,800/5A,40VA,1.0CL,50Hz,LIGHTSTAR/KOREA | ea | M10 | 3 | 3 | ea | CT,KBM-05,1.2kV,800/5A,40VA,1.0CL,50Hz,LIGHTSTAR/KOREA
ED | 2406 | Parts | Nguyễn Thị Tiến | CT | A17102237 | 24060027145 | CT,KBM-05,1.2kV,500/5A,15VA,1.0CL,50Hz,LIGHTSTAR/KOREA | ea | M10 | 3 | 3 | ea | CT,KBM-05,1.2kV,500/5A,15VA,1.0CL,50Hz,LIGHTSTAR/KOREA
ED | 2406 | Parts | Nguyễn Thị Tiến | CT | A17102324 | 24060027187 | CT,ATB 20-3B,BIL:24/50/125kV,1250-2500/1-1-1A,15-15/15-15/15-15VA,CL0.5FS10/5P20/5P20,25kA/1S,3 CORES,50Hz,P1-SIDE,W/BARRIER,ESITAS/INDONESIA | ea | M10 | 3 | 3 | ea | CT,ATB 20-3B,BIL:24/50/125kV,1250-2500/1-1-1A,15-15/15-15/15-15VA,CL0.5FS10/5P20/5P20,25kA/1s,3 CORES,50Hz,P1-SIDE,W/BARRIER,ESITAS/INDONESIA
ED | 2406 | Parts | Nguyễn Thị Tiến | CT | A17102496 | 24060027146 | CT,KBM-13R,1.2kV,4000/1A,15VA,5P20,50Hz,SQUARE:135x85,INSULATION CLASS A,LIGHTSTAR/KOREA | ea | M10 | 3 | 3 | ea | CT,KBM-13R,1.2kV,4000/1A,15VA,5P20,50Hz,SQUARE:135x85,INSULATION CLASS A,LIGHTSTAR/KOREA
ED | 2406 | Parts | Nguyễn Thị Tiến | CT | A17102625 | 24060027147 | CT,KBM-13,1.2kV,3200/5A,40VA,1.0CL,50Hz,SQUARE:135x85,LIGHTSTAR/KOREA | ea | M10 | 15 | 15 | ea | CT,KBM-13,1.2kV,3200/5A,40VA,1.0CL,50Hz,SQUARE:135x85,LIGHTSTAR/KOREA
ED | 2406 | Parts | Nguyễn Thị Tiến | CT | A17102762 | 24060027148 | CT,KBM-13R,1.15kV,2500/5A,15VA,5P20,50Hz,LIGHTSTAR/KOREA | ea | M10 | 12 | 12 | ea | CT,KBM-13R,1.15kV,2500/5A,15VA,5P20,50Hz,LIGHTSTAR/KOREA
ED | 2406 | Parts | Nguyễn Thị Tiến | CT | A17102868 | 24060027120 | CT,KBJ-03,1.2kV,250/5A,15VA,1.0CL,50Hz,Ñ„30,LIGHTSTAR/KOREA | ea | M10 | 15 | 15 | ea | CT,KBJ-03,1.2kV,250/5A,15VA,1.0CL,50Hz,30PI,LIGHTSTAR/KOREA
ED | 2406 | Parts | Nguyễn Thị Tiến | CT | A17102982 | 24060027098 | CT,WYCR-30,1.15kV,50/5A,5VA,1.0CL,50Hz,WOONYOUNG/KOREA | ea | E31 | 1 | 1 | ea | CT,WYCR-30,1.15kV,50/5A,5VA,1.0CL,50Hz,WOONYOUNG/KOREA
ED | 2406 | Parts | Nguyễn Thị Tiến | CT | A17102982 | 24060027098 | CT,WYCR-30,1.15kV,50/5A,5VA,1.0CL,50Hz,WOONYOUNG/KOREA | ea | M10 | 8 | 8 | ea | CT,WYCR-30,1.15kV,50/5A,5VA,1.0CL,50Hz,WOONYOUNG/KOREA
ED | 2406 | Parts | Nguyễn Thị Tiến | CT | A17102983 | 24060027099 | CT,WYCS-65,1.15kV,300/5A,15VA,1.0CL,50Hz,WOONYOUNG/KOREA | ea | M10 | 3 | 3 | ea | CT,WYCS-65,1.15kV,300/5A,15VA,1.0CL,50Hz,WOONYOUNG/KOREA
ED | 2406 | Parts | Nguyễn Thị Tiến | CT | A17103003 | 24060027102 | CT,WYCS-44,1.15kV,150/5A,5VA,1.0CL,50Hz,WOONYOUNG/KOREA | ea | M10 | 3 | 3 | ea | CT,WYCS-44,1.15kV,150/5A,5VA,1.0CL,50Hz,WOONYOUNG/KOREA
ED | 2406 | Parts | Nguyễn Thị Tiến | CT | A17103122 | 24060027149 | CT,KBM-13,1.2kV,3200/5A,15VA,0.5CL,50Hz,SQUARE:135x85,LIGHTSTAR/KOREA | ea | M10 | 3 | 3 | ea | CT,KBM-13,1.2kV,3200/5A,15VA,0.5CL,50Hz,SQUARE:135x85,LIGHTSTAR/KOREA
ED | 2406 | Parts | Nguyễn Thị Tiến | CT | A17103149 | 24060027103 | CT,WYCS-65,0.72kV,600/5A,15VA,1.0CL,50/60Hz,WOONYOUNG/KOREA | ea | M10 | 6 | 6 | ea | CT,WYCS-65,0.72kV,600/5A,15VA,1.0CL,50/60Hz,WOONYOUNG/KOREA
ED | 2406 | Parts | Nguyễn Thị Tiến | CT | A17103150 | 24060027104 | CT,WYCR-30,0.72kV,100/5A,2.5VA,1.0CL,50/60Hz,WOONYOUNG/KOREA | ea | E31 | 3 | 3 | ea | CT,WYCR-30,0.72kV,100/5A,2.5VA,1.0CL,50/60Hz,WOONYOUNG/KOREA
ED | 2406 | Parts | Nguyễn Thị Tiến | CT | A17103150 | 24060027104 | CT,WYCR-30,0.72kV,100/5A,2.5VA,1.0CL,50/60Hz,WOONYOUNG/KOREA | ea | M10 | 3 | 3 | ea | CT,WYCR-30,0.72kV,100/5A,2.5VA,1.0CL,50/60Hz,WOONYOUNG/KOREA
ED | 2406 | Parts | Nguyễn Thị Tiến | CT | A17103182 | 24060027105 | CT,WYCS-65,0.72kV,400/5A,15VA,1.0CL,50/60Hz,WOONYOUNG/KOREA | ea | E31 | 2 | 2 | ea | CT,WYCS-65,0.72kV,400/5A,15VA,1.0CL,50/60Hz,WOONYOUNG/KOREA
ED | 2406 | Parts | Nguyễn Thị Tiến | CT | A17103219 | 24060027171 | CT,KBK-03,1.2kV,20/1A,5VA,1.0CL,50Hz,LIGHTSTAR/KOREA | ea | M10 | 1 | 1 | #N/A | #N/A
ED | 2406 | Parts | Nguyễn Thị Tiến | CT | A17103254 | 24060027101 | CT,WYCS-104,1.15kV,600/1A,15VA,1.0CL,60Hz,WOONYOUNG/KOREA | ea | E31 | 2 | 2 | ea | CT,WYCS-104,1.15kV,600/1A,15VA,1.0CL,60Hz,WOONYOUNG/KOREA
ED | 2406 | Parts | Nguyễn Thị Tiến | CT | A17103254 | 24060027101 | CT,WYCS-104,1.15kV,600/1A,15VA,1.0CL,60Hz,WOONYOUNG/KOREA | ea | M10 | 4 | 4 | ea | CT,WYCS-104,1.15kV,600/1A,15VA,1.0CL,60Hz,WOONYOUNG/KOREA
ED | 2406 | Parts | Nguyễn Thị Tiến | CT | A17103255 | 24060027106 | CT,WYCS-104,1.15kV,700/1A,15VA,1.0CL,60Hz,WOONYOUNG/KOREA | ea | M10 | 1 | 1 | ea | CT,WYCS-104,1.15kV,700/1A,15VA,1.0CL,60Hz,WOONYOUNG/KOREA
ED | 2406 | Parts | Nguyễn Thị Tiến | CT | A17103261 | 24060027107 | CT,WYCS-107RH,1.15kV,700/1A,15VA,5P20,60Hz,WOONYOUNG/KOREA | ea | M10 | 3 | 3 | ea | CT,WYCS-107RH,1.15kV,700/1A,15VA,5P20,60Hz,WOONYOUNG/KOREA
ED | 2406 | Parts | Nguyễn Thị Tiến | CT | A17103270 | 24060027108 | CT,WYCS-65,1.15kV,400/1A,15VA,1.0CL,60Hz,WOONYOUNG/KOREA | ea | E31 | 4 | 4 | ea | CT,WYCS-65,1.15kV,400/1A,15VA,1.0CL,60Hz,WOONYOUNG/KOREA
ED | 2406 | Parts | Nguyễn Thị Tiến | CT | A17103350 | 24060027150 | CT,KBK-33,1.15kV,20/5A,5VA,CL0.5FS10,50Hz,Direct connect,LIGHTSTAR/KOREA | ea | M10 | 2 | 2 | ea | CT,KBK-33,1.15kV,20/5A,5VA,CL0.5FS10,50Hz,Direct connect,LIGHTSTAR/KOREA
ED | 2406 | Parts | Nguyễn Thị Tiến | CT | A17103371 | 24060027121 | CT,KBK-33,1.15kV,30/5A,5VA,0.5FS10,50Hz,Direct connect,LIGHTSTAR/KOREA | ea | M10 | 2 | 2 | ea | CT,KBK-33,1.15kV,30/5A,5VA,CL0.5FS10,50Hz,Direct connect,LIGHTSTAR/KOREA
ED | 2406 | Parts | Nguyễn Thị Tiến | CT | A17103408 | 24060027109 | CT,WYCS-116RH,0.72kV,2000/1A,15VA,5P20,50Hz,Vkâ‰¥414.2,Rctâ‰¤11.8439,WOONYOUNG/KOREA | ea | M10 | 3 | 3 | ea | CT,WYCS-116RH,0.72kV,2000/1A,15VA,5P20,50Hz,Vk≥414.2,Rct≤11.8439,WOONYOUNG/KOREA
ED | 2406 | Parts | Nguyễn Thị Tiến | CT | A17103415 | 24060027110 | CT,WYCS-166WH,0.72kV,3200/1-1A,15/15VA,0.5CL/5P20,50Hz,Vkâ‰¥100.4/451.8,Rctâ‰¤10.41/14.47,WOONYOUNG/KOREA | ea | M10 | 8 | 8 | ea | CT,WYCS-166WH,0.72kV,3200/1-1A,15/15VA,0.5CL/5P20,50Hz,Vk≥100.4/451.8,Rct≤10.41/14.47,WOONYOUNG/KOREA
ED | 2406 | Parts | Nguyễn Thị Tiến | CT | A17103417 | 24060027122 | CT,KBJ-03,1.15kV,150/5A,5VA,CL0.5FS10,50Hz,Ñ„30,LIGHTSTAR/KOREA | ea | M10 | 2 | 2 | ea | CT,KBJ-03,1.15kV,150/5A,5VA,CL0.5FS10,50Hz,30PI,LIGHTSTAR/KOREA
ED | 2406 | Parts | Nguyễn Thị Tiến | CT | A17103432 | 24060027163 | CT,KBM-36,1.15kV,400/5A,15VA,CL0.5FS10,50Hz,SQUARE:46x20,LIGHTSTAR/KOREA | ea | M10 | 3 | 3 | ea | CT,KBM-36,1.15kV,400/5A,15VA,CL0.5FS10,50Hz,SQUARE:46x20,LIGHTSTAR/KOREA
ED | 2406 | Parts | Nguyễn Thị Tiến | CT | A17103459 | 24060027185 | CT,LSC-401A,BIL:7.2/20/60kV,300/5A,15VA,5P10,25kA/1S,1 CORE,50Hz,P2-SIDE,YOUNG-HWA/KOREA | ea | M10 | 6 | 6 | ea | CT,LSC-401A,BIL:7.2/20/60kV,300/5A,15VA,5P10,25kA/1s,1 CORE,50Hz,P2-SIDE,YOUNG-HWA/KOREA
ED | 2406 | Parts | Nguyễn Thị Tiến | CT | A17103481 | 24060027123 | CT,KBJ-03,1.2kV,200/1A,5VA,CL0.5FS10,50Hz,Ñ„30,LIGHTSTAR/KOREA | ea | M10 | 1 | 1 | ea | CT,KBJ-03,1.2kV,200/1A,5VA,CL0.5FS10,50Hz,30PI,LIGHTSTAR/KOREA
ED | 2406 | Parts | Nguyễn Thị Tiến | CT | A17103483 | 24060027151 | CT,KBK-26,1.2kV,20/1A,5VA,CL0.5FS10,50Hz,Direct connect,LIGHTSTAR/KOREA | ea | M10 | 4 | 4 | ea | CT,KBK-26,1.2kV,20/1A,5VA,CL0.5FS10,50Hz,Direct connect,LIGHTSTAR/KOREA
ED | 2406 | Parts | Nguyễn Thị Tiến | CT | A17103485 | 24060027164 | CT,KBK-26,1.2kV,50/1A,5VA,CL0.5FS10,50Hz,Direct connect,LIGHTSTAR/KOREA | ea | M10 | 3 | 3 | ea | CT,KBK-26,1.2kV,50/1A,5VA,CL0.5FS10,50Hz,Direct connect,LIGHTSTAR/KOREA
ED | 2406 | Parts | Nguyễn Thị Tiến | CT | A17103486 | 24060027152 | CT,KBK-26,1.2kV,75/1A,5VA,CL0.5FS10,50Hz,Direct connect,LIGHTSTAR/KOREA | ea | M10 | 19 | 19 | ea | CT,KBK-26,1.2kV,75/1A,5VA,CL0.5FS10,50Hz,Direct connect,LIGHTSTAR/KOREA
ED | 2406 | Parts | Nguyễn Thị Tiến | CT | A17103487 | 24060027153 | CT,KBK-26,1.2kV,100/1A,5VA,CL0.5FS10,50Hz,Direct connect,LIGHTSTAR/KOREA | ea | M10 | 4 | 4 | ea | CT,KBK-26,1.2kV,100/1A,5VA,CL0.5FS10,50Hz,Direct connect,LIGHTSTAR/KOREA
ED | 2406 | Parts | Nguyễn Thị Tiến | CT | A17103519 | 24060027154 | CT,KBM-36,1.2kV,600/5A,40VA,1.0CL,50Hz,SQUARE:46x20,INSULATION CLASS A,LIGHTSTAR/KOREA | ea | M10 | 3 | 3 | ea | CT,KBM-36,1.2kV,600/5A,40VA,1.0CL,50Hz,SQUARE:46x20,INSULATION CLASS A,LIGHTSTAR/KOREA
ED | 2406 | Parts | Nguyễn Thị Tiến | CT | A17103545 | 24060027189 | CT,CT0.6,0.72kV,100/1A,2.5VA,5P5,50Hz,EMIC/VIETNAM | ea | M10 | 6 | 6 | ea | CT,CT0.6,0.72kV,100/1A,2.5VA,5P5,50Hz,EMIC/VIETNAM
ED | 2406 | Parts | Nguyễn Thị Tiến | CT | A17103569 | 24060027186 | CT,LSC-401A,BIL:7.2/20/60kV,150/5A,15VA,5P10,25kA/1S,1 CORE,50Hz,P2-SIDE,YOUNG-HWA/KOREA | ea | FG15 | 3 | 3 | ea | CT,LSC-401A,BIL:7.2/20/60kV,150/5A,15VA,5P10,25kA/1s,1 CORE,50Hz,P2-SIDE,YOUNG-HWA/KOREA
ED | 2406 | Parts | Nguyễn Thị Tiến | CT | A17103573 | 24060027155 | CT,KBM-13,1.2kV,5000/5A,40VA,1.0CL,50Hz,SQUARE:135x85,INSULATION CLASS A,LIGHTSTAR/KOREA | ea | M10 | 7 | 7 | ea | CT,KBM-13,1.2kV,5000/5A,40VA,1.0CL,50Hz,SQUARE:135x85,INSULATION CLASS A,LIGHTSTAR/KOREA
ED | 2406 | Parts | Nguyễn Thị Tiến | CT | A17103586 | 24060027190 | CT,CT6-1C5I1,7.2kV,BIL:20/60kV,50/5A,15VA,0.5CL,150In/1S,1 CORE,50Hz,P2-SIDE,EMIC/VIETNAM | ea | M10 | 12 | 12 | ea | CT,CT6-1C5I1,BIL:7.2/20/60kV,50/5A,15VA,0.5CL,150In/1s,1 CORE,50Hz,P2-SIDE,EMIC/VIETNAM
ED | 2406 | Parts | Nguyễn Thị Tiến | CT | A17103587 | 24060027156 | CT,KBM-10,1.2kV,1600/5A,40VA,1.0CL,50/60Hz,SQUARE:105x30,INSULATION CLASS A,LIGHTSTAR/KOREA | ea | M10 | 9 | 9 | ea | CT,KBM-10,1.2kV,1600/5A,40VA,1.0CL,50/60Hz,SQUARE:105x30,INSULATION CLASS A,LIGHTSTAR/KOREA
ED | 2406 | Parts | Nguyễn Thị Tiến | CT | A17103607 | 24060027157 | CT,KBM-36,1.2kV,500/5A,40VA,1.0CL,50Hz,SQUARE:46x20,INSULATION CLASS A,LIGHTSTAR/KOREA | ea | M10 | 3 | 3 | ea | CT,KBM-36,1.2kV,500/5A,40VA,1.0CL,50Hz,SQUARE:46x20,INSULATION CLASS A,LIGHTSTAR/KOREA
ED | 2406 | Parts | Nguyễn Thị Tiến | CT | A17103680 | 24060027158 | CT,KBM-10,1.2kV,1000/5A,15VA,0.5CL,50Hz,SQUARE:105x30,INSULATION CLASS A,LIGHTSTAR/KOREA | ea | M10 | 1 | 1 | ea | CT,KBM-10,1.2kV,1000/5A,15VA,0.5CL,50Hz,SQUARE:105x30,INSULATION CLASS A,LIGHTSTAR/KOREA
ED | 2406 | Parts | Nguyễn Thị Tiến | CT | A17103686 | 24060027159 | CT,KBM-36,1.2kV,800/5A,15VA,0.5CL,50Hz,SQUARE:46x20,INSULATION CLASS A,LIGHTSTAR/KOREA | ea | M10 | 4 | 4 | ea | CT,KBM-36,1.2kV,800/5A,15VA,0.5CL,50Hz,SQUARE:46x20,INSULATION CLASS A,LIGHTSTAR/KOREA
ED | 2406 | Parts | Nguyễn Thị Tiến | CT | A17103698 | 24060027111 | CT,WYCW-15,1.15kV,10/5A,5VA,1.0CL,50Hz,WOONYOUNG/KOREA | ea | M10 | 3 | 3 | ea | CT,WYCW-15,1.15kV,10/5A,5VA,1.0CL,50Hz,WOONYOUNG/KOREA
ED | 2406 | Parts | Nguyễn Thị Tiến | CT | A17103705 | 24060027124 | CT,KBJ-03,1.2kV,150/5A,5VA,1.0CL,50Hz,Ñ„30,LIGHTSTAR/KOREA | ea | M10 | 6 | 6 | ea | CT,KBJ-03,1.2kV,150/5A,5VA,1.0CL,50Hz,30PI,LIGHTSTAR/KOREA
ED | 2406 | Parts | Nguyễn Thị Tiến | CT | A17103707 | 24060027160 | CT,KBM-07R,1.2kV,600/1A,15VA,5P20,50/60Hz,SQUARE:82x12,INSULATION CLASS E,LIGHTSTAR/KOREA | ea | M10 | 9 | 9 | ea | CT,KBM-07R,1.2kV,600/1A,15VA,5P20,50/60Hz,SQUARE:82x12,INSULATION CLASS E,LIGHTSTAR/KOREA
ED | 2406 | Parts | Nguyễn Thị Tiến | CT | A17103712 | 24060027165 | CT,KBM-13,1.2kV,1250/1A,15VA,0.5FS5,50/60Hz,SQUARE:135x85,INSULATION CLASS E,LIGHTSTAR/KOREA | ea | M10 | 1 | 1 | ea | CT,KBM-13,1.2kV,1250/1A,15VA,0.5FS5,50/60Hz,SQUARE:135x85,LIGHTSTAR/KOREA
ED | 2406 | Parts | Nguyễn Thị Tiến | CT | A17103713 | 24060027161 | CT,KBM-13,1.2kV,2000/1A,15VA,0.5FS5,50/60Hz,SQUARE:135x85,INSULATION CLASS E,LIGHTSTAR/KOREA | ea | M10 | 2 | 2 | ea | CT,KBM-13,1.2kV,2000/1A,15VA,0.5FS5,50/60Hz,SQUARE:135x85,INSULATION CLASS E,LIGHTSTAR/KOREA
ED | 2406 | Parts | Nguyễn Thị Tiến | CT | A17103729 | 24060027191 | CT,LSC-401AT,BIL:6.9/22/60kV,800/5A-100/5A,15VA-15VA,1P N>20/5G,31.5kA/1S,1 CORE 3rd WINDING,60Hz,K-SIDE,DONGWOO/KOREA | ea | E31 | 3 | 3 | ea | CT,LSC-401AT,BIL:6.9/22/60kV,800/5A-100/5A,15VA-15VA,1P N>20/5G,31.5kA/1s,1 CORE 3rd WINDING,60Hz,K-SIDE,DONGWOO/KOREA
ED | 2406 | Parts | Nguyễn Thị Tiến | CT | A17103774 | 24060027125 | CT,KBJ-03,1.2kV,100/5A,5VA,1.0CL,50/60Hz,Ñ„30,LIGHTSTAR/KOREA | ea | M10 | 6 | 6 | ea | CT,KBJ-03,1.2kV,100/5A,5VA,1.0CL,50/60Hz,30PI,LIGHTSTAR/KOREA
ED | 2406 | Parts | Nguyễn Thị Tiến | CT | A17103809 | 24060027182 | CT,LSC-621A,BIL:7.2/20/60kV,40/5A,15VA,5P10,25kA/1S,1 CORE,60Hz,P2-SIDE,YOUNG-HWA/KOREA | ea | E31 | 3 | 3 | ea | CT,LSC-621A,BIL:7.2/20/60kV,40/5A,15VA,5P10,25kA/1s,1 CORE,50Hz,P2-SIDE,YOUNG-HWA/KOREA
ED | 2406 | Parts | Nguyễn Thị Tiến | CT | A17103846 | 24060027126 | CT,KBJ-03,1.2kV,100/5A,2.5VA,CL0.5FS10,50Hz,Ñ„25,LIGHTSTAR/KOREA | ea | M10 | 2 | 2 | ea | CT,KBJ-03,1.2kV,100/5A,2.5VA,CL0.5FS10,50Hz,25PI,LIGHTSTAR/KOREA
ED | 2406 | Parts | Nguyễn Thị Tiến | CT | A17103862 | 24060027166 | CT,KBM-10,1.2kV,2500/5A,15VA,0.5CL,50Hz,SQUARE:105x30,INSULATION CLASS A,LIGHTSTAR/KOREA | ea | M10 | 12 | 12 | ea | CT,KBM-10,1.2kV,2500/5A,15VA,0.5CL,50Hz,SQUARE:105x30,INSULATION CLASS A,LIGHTSTAR/KOREA
ED | 2406 | Parts | Nguyễn Thị Tiến | CT | A17103892 | 24060027057 | CT,RHA713A,BIL:7.2/20/60kV,1200/5A,30VA,0.5CL,40kA/1s,1 CORE,50Hz,P2-SIDE,135PI,Busbar through type,KYONGBO/KOREA | ea | M10 | 12 | 12 | ea | CT,RHA713A,BIL:7.2/20/60kV,1200/5A,30VA,0.5CL,40kA/1s,1 CORE,50Hz,P2-SIDE,135PI,Busbar through type,KYONGBO/KOREA
ED | 2406 | Parts | Nguyễn Thị Tiến | CT | A17103904 | 24060027127 | CT,KBJ-26,1.2kV,300/1A,15VA,0.5FS5,50/60Hz,Ñ„26,INSULATION CLASS E,LIGHTSTAR/KOREA | ea | M10 | 5 | 5 | ea | CT,KBJ-26,1.2kV,300/1A,15VA,0.5FS5,50/60Hz,26PI,INSULATION CLASS E,LIGHTSTAR/KOREA
ED | 2406 | Parts | Nguyễn Thị Tiến | CT | A17103927 | 24060027162 | CT,KBK-33,1.2kV,5/5A,5VA,CL0.5FS10,50Hz,Direct connect,LIGHTSTAR/KOREA | ea | M10 | 11 | 11 | ea | CT,KBK-33,1.2kV,5/5A,5VA,CL0.5FS10,50Hz,Direct connect,LIGHTSTAR/KOREA
ED | 2406 | Parts | Nguyễn Thị Tiến | CT | A17103928 | 24060027169 | CT,KBM-08,1.2kV,600/5A,15VA,CL0.5FS10,50Hz,SQUARE:82x12,INSULATION CLASS A,LIGHTSTAR/KOREA | ea | M10 | 3 | 3 | ea | CT,KBM-08,1.2kV,600/5A,15VA,CL0.5FS10,50Hz,SQUARE:82x12,INSULATION CLASS A,LIGHTSTAR/KOREA
ED | 2406 | Parts | Nguyễn Thị Tiến | CT | A17103932 | 24060027058 | CT,RL2,1.15kV,100/1A,15VA,1.0CL,50Hz,KYONGBO/KOREA | ea | M10 | 2 | 2 | ea | CT,RL2,1.15kV,100/1A,15VA,1.0CL,50Hz,KYONGBO/KOREA
ED | 2406 | Parts | Nguyễn Thị Tiến | CT | A17103933 | 24060027059 | CT,RL2,1.15kV,200/1A,15VA,1.0CL,50Hz,KYONGBO/KOREA | ea | M10 | 3 | 3 | ea | CT,RL2,1.15kV,200/1A,15VA,1.0CL,50Hz,KYONGBO/KOREA
ED | 2406 | Parts | Nguyễn Thị Tiến | CT | A17103934 | 24060027060 | CT,RL2,1.15kV,60/1A,15VA,1.0CL,50Hz,KYONGBO/KOREA | ea | M10 | 2 | 2 | ea | CT,RL2,1.15kV,60/1A,15VA,1.0CL,50Hz,KYONGBO/KOREA
ED | 2406 | Parts | Nguyễn Thị Tiến | CT | A17103935 | 24060027061 | CT,WL1,1.15kV,20/1A,15VA,1.0CL,50Hz,KYONGBO/KOREA | ea | M10 | 6 | 6 | ea | CT,WL1,1.15kV,20/1A,15VA,1.0CL,50Hz,KYONGBO/KOREA
ED | 2406 | Parts | Nguyễn Thị Tiến | CT | A17103937 | 24060027062 | CT,WL1,1.15kV,50/1A,15VA,1.0CL,50Hz,KYONGBO/KOREA | ea | M10 | 5 | 5 | ea | CT,WL1,1.15kV,50/1A,15VA,1.0CL,50Hz,KYONGBO/KOREA
ED | 2406 | Parts | Nguyễn Thị Tiến | CT | A17103940 | 24060027063 | CT,RL2,1.15kV,200/5A,15VA,1.0CL,50Hz,KYONGBO/KOREA | ea | M10 | 6 | 6 | ea | CT,RL2,1.15kV,200/5A,15VA,1.0CL,50Hz,KYONGBO/KOREA
ED | 2406 | Parts | Nguyễn Thị Tiến | CT | A17103948 | 24060027128 | CT,KBJ-26R,1.2kV,300/1A,5VA,5P10,50/60Hz,Ñ„26,INSULATION CLASS E,LIGHTSTAR/KOREA | ea | M10 | 15 | 15 | ea | CT,KBJ-26R,1.2kV,300/1A,5VA,5P10,50/60Hz,26PI,INSULATION CLASS E,LIGHTSTAR/KOREA
ED | 2406 | Parts | Nguyễn Thị Tiến | CT | A17103952 | 24060027170 | CT,KBK-33,1.2kV,10/5A,5VA,CL0.5FS10,50Hz,Direct connect,LIGHTSTAR/KOREA | ea | M10 | 4 | 4 | ea | CT,KBK-33,1.2kV,10/5A,5VA,CL0.5FS10,50Hz,Direct connect,LIGHTSTAR/KOREA
ED | 2406 | Parts | Nguyễn Thị Tiến | CT | A17103953 | 24060027129 | CT,KBJ-03,1.2kV,200/5A,5VA,CL0.5FS10,50Hz,Ñ„30,INSULATION CLASS A,LIGHTSTAR/KOREA | ea | M10 | 2 | 2 | ea | CT,KBJ-03,1.2kV,200/5A,5VA,CL0.5FS10,50Hz,30PI,INSULATION CLASS A,LIGHTSTAR/KOREA
ED | 2406 | Parts | Nguyễn Thị Tiến | CT | A17103958 | 24060027064 | CT,WH8RB,7.2kV,BIL:20/60kV,50/5A,15VA,5P10,25kA/1S,1 CORE,50Hz,P2-SIDE,Block Type,KYONGBO/KOREA | ea | M10 | 1 | 1 | ea | CT,WH8RB,BIL:7.2/20/60kV,50/5A,15VA,5P10,25kA/1s,1 CORE,50Hz,P2-SIDE,Block Type,KYONGBO/KOREA
ED | 2406 | Parts | Nguyễn Thị Tiến | CT | A17103959 | 24060027065 | CT,WH7RBA,7.2kV,BIL:20/60kV,200/5A,15VA,5P10,25kA/1S,1 CORE,50Hz,P1-SIDE,Block Type,KYONGBO/KOREA | ea | M10 | 1 | 1 | ea | CT,WH7RBA,BIL:7.2/20/60kV,200/5A,15VA,5P10,25kA/1s,1 CORE,50Hz,P1-SIDE,Block Type,KYONGBO/KOREA
ED | 2406 | Parts | Nguyễn Thị Tiến | CT | A17103964 | 24060027183 | CT,LSC-401A,BIL:7.2/20/60kV,300/5A,15VA,1.0CL,25kA/1S,1 CORE,50Hz,P2-SIDE,YOUNG-HWA/KOREA | ea | E31 | 3 | 3 | ea | CT,LSC-401A,BIL:7.2/20/60kV,300/5A,15VA,1.0CL,25kA/1s,1 CORE,50Hz,P2-SIDE,YOUNG-HWA/KOREA
ED | 2406 | Parts | Nguyễn Thị Tiến | CT | A17103967 | 24060027173 | CT,LSC-401A,BIL:7.2/20/60kV,800/5A,15VA,5P10,25kA/1S,1 CORE,50Hz,P1-SIDE,YOUNG-HWA/KOREA | ea | M10 | 3 | 3 | ea | CT,LSC-401A,BIL:7.2/20/60kV,800/5A,15VA,5P10,25kA/1s,1 CORE,50Hz,P1-SIDE,YOUNG-HWA/KOREA
ED | 2406 | Parts | Nguyễn Thị Tiến | CT | A17103968 | 24060027130 | CT,KBJ-04R,1.2kV,400/5A,5VA,5P10,50/60Hz,Ñ„40,LIGHTSTAR/KOREA | ea | M10 | 14 | 14 | ea | CT,KBJ-04R,1.2kV,400/5A,5VA,5P10,50/60Hz,40PI,LIGHTSTAR/KOREA
ED | 2406 | Parts | Nguyễn Thị Tiến | CT | A17103970 | 24060027167 | CT,KBM-13,1.2kV,2500/5A,40VA,1.0CL,50/60Hz,SQUARE:135x85,INSULATION CLASS A,LIGHTSTAR/KOREA | ea | M10 | 2 | 2 | ea | CT,KBM-13,1.2kV,2500/5A,40VA,1.0CL,50/60Hz,SQUARE:135x85,INSULATION CLASS A,LIGHTSTAR/KOREA
ED | 2406 | Parts | Nguyễn Thị Tiến | CT | A17103971 | 24060027168 | CT,KBM-21R,1.2kV,4000/5A,15VA,5P20,50/60Hz,LIGHTSTAR/KOREA | ea | M10 | 30 | 30 | ea | CT,KBM-21R,1.2kV,4000/5A,15VA,5P20,50/60Hz,LIGHTSTAR/KOREA
ED | 2406 | Parts | Nguyễn Thị Tiến | CT | A17104047 | 24060027174 | CT,LSC-611AW,24kV,BIL:50/125kV,300/5A,15VA,5P10,25kA/1S,1 CORE,50Hz,P1-SIDE,YOUNG-HWA/KOREA | ea | E31 | 3 | 3 | ea | CT,LSC-611AW,BIL:24/50/125kV,300/5A,15VA,5P10,25kA/1s,1 CORE,50Hz,P1-SIDE,YOUNG-HWA/KOREA
ED | 2406 | Parts | Nguyễn Thị Tiến | CT | A17104048 | 24060027175 | CT,LSC-611AW,24kV,BIL:50/125kV,300/5A,15VA,5P10,25kA/1S,1 CORE,50Hz,P2-SIDE,YOUNG-HWA/KOREA | ea | M10 | 3 | 3 | ea | CT,LSC-611AW,BIL:24/50/125kV,300/5A,15VA,5P10,25kA/1s,1 CORE,50Hz,P2-SIDE,YOUNG-HWA/KOREA
ED | 2406 | Parts | Nguyễn Thị Tiến | CT | A17104057 | 24060027112 | CT,WYCS-107RH,1.15kV,600/1A,15VA,5P20,60Hz,WOONYOUNG/KOREA | ea | E31 | 6 | 6 | ea | CT,WYCS-107RH,1.15kV,600/1A,15VA,5P20,60Hz,WOONYOUNG/KOREA
ED | 2406 | Parts | Nguyễn Thị Tiến | CT | A17104057 | 24060027112 | CT,WYCS-107RH,1.15kV,600/1A,15VA,5P20,60Hz,WOONYOUNG/KOREA | ea | M10 | 12 | 12 | ea | CT,WYCS-107RH,1.15kV,600/1A,15VA,5P20,60Hz,WOONYOUNG/KOREA
ED | 2406 | Parts | Nguyễn Thị Tiến | CT | A17104073 | 24060027188 | CT,ATB 20-3,BIL:17.5/38/95kV,50/1-1A,15/15VA,0.5CL/5P20,31.5kA/1S,2 CORES,60Hz,P2-SIDE,W/BARRIER,ESITAS/INDONESIA | ea | E31 | 6 | 6 | ea | CT,ATB 20-3,BIL:17.5/38/95kV,50/1-1A,15/15VA,0.5CL/5P20,31.5kA/1s,2 CORES,60Hz,P2-SIDE,W/BARRIER,ESITAS/INDONESIA
ED | 2406 | Parts | Nguyễn Thị Tiến | CT | A17104081 | 24060027192 | CT,GSWS12-01RS,BIL:12/28/75kV,400-200/5-5A,15-7.5/15-7.5VA,0.2S/5P20,25kA/1S,2 CORES,50Hz,P1-SIDE,RITZ/CHINA | ea | M10 | 6 | 6 | ea | CT,GSWS12-01RS,BIL:12/28/75kV,400-200/5-5A,15-7.5/15-7.5VA,0.2S/5P20,25kA/1s,2 CORES,50Hz,P1-SIDE,RITZ/CHINA
ED | 2406 | Parts | Nguyễn Thị Tiến | CT | A17104093 | 24060027071 | CT,SL-145R,720V,4000/5A,40VA,5P10,60Hz,KYONGBO/KOREA | ea | E31 | 19 | 19 | ea | CT,SL-145R,720V,4000/5A,40VA,5P10,60Hz,KYONGBO/KOREA
ED | 2406 | Parts | Nguyễn Thị Tiến | CT | A17104095 | 24060027072 | CT,SL-145R,720V,2000/5A,40VA,5P10,60Hz,KYONGBO/KOREA | ea | E31 | 6 | 6 | ea | CT,SL-145R,720V,2000/5A,40VA,5P10,60Hz,KYONGBO/KOREA
ED | 2406 | Parts | Nguyễn Thị Tiến | CT | A17104099 | 24060027073 | CT,RL616R,720V,600/5A,40VA,5P10,60Hz,KYONGBO/KOREA | ea | E31 | 23 | 23 | ea | CT,RL616R,720V,600/5A,40VA,5P10,40IN,60Hz,KYONGBO/KOREA
ED | 2406 | Parts | Nguyễn Thị Tiến | CT | A17104100 | 24060027074 | CT,RL616R,720V,400/5A,40VA,5P10,60Hz,KYONGBO/KOREA | ea | E31 | 10 | 10 | ea | CT,RL616R,720V,400/5A,40VA,5P10,60Hz,KYONGBO/KOREA
ED | 2406 | Parts | Nguyễn Thị Tiến | CT | A17104102 | 24060027076 | CT,SL-40,720V,600/5A,15VA,1.0CL,60Hz,KYONGBO/KOREA | ea | E31 | 378 | 378 | ea | CT,SL-40,720V,600/5A,15VA,1.0CL,60Hz,KYONGBO/KOREA
ED | 2406 | Parts | Nguyễn Thị Tiến | CT | A17104103 | 24060027077 | CT,SL-40,720V,500/5A,15VA,1.0CL,60Hz,KYONGBO/KOREA | ea | E31 | 44 | 44 | ea | CT,SL-40,720V,500/5A,15VA,1.0CL,60Hz,KYONGBO/KOREA
ED | 2406 | Parts | Nguyễn Thị Tiến | CT | A17104104 | 24060027078 | CT,SL-40,720V,400/5A,15VA,1.0CL,60Hz,KYONGBO/KOREA | ea | E31 | 36 | 36 | ea | CT,SL-40,720V,400/5A,15VA,1.0CL,60Hz,KYONGBO/KOREA
ED | 2406 | Parts | Nguyễn Thị Tiến | CT | A17104106 | 24060027079 | CT,SL-40,720V,250/5A,15VA,1.0CL,60Hz,KYONGBO/KOREA | ea | E31 | 26 | 26 | ea | CT,SL-40,720V,250/5A,15VA,1.0CL,60Hz,KYONGBO/KOREA
ED | 2406 | Parts | Nguyễn Thị Tiến | CT | A17104143 | 24060027080 | CT,RH713RA,BIL:7.2/20/60kV,2000/5A,30VA,5P20,31.5kA/1S,1 CORE,60Hz,P2-SIDE,135PI,Busbar through type,KYONGBO/KOREA | ea | E31 | 3 | 3 | ea | CT,RH713RA,BIL:7.2/20/60kV,2000/5A,30VA,5P20,31.5kA/1s,1 CORE,60Hz,P2-SIDE,135PI,Busbar through type,KYONGBO/KOREA
ED | 2406 | Parts | Nguyễn Thị Tiến | CT | A17104147 | 24060027081 | CT,RH713RA,BIL:7.2/20/60kV,3000/5A,30VA,5P10,31.5kA/1S,1 CORE,60Hz,P1-SIDE,135PI,Busbar through type,KYONGBO/KOREA | ea | E31 | 6 | 6 | ea | CT,RH713RA,BIL:7.2/20/60kV,3000/5A,30VA,5P10,31.5kA/1s,1 CORE,60Hz,P1-SIDE,135PI,Busbar through type,KYONGBO/KOREA
ED | 2406 | Parts | Nguyễn Thị Tiến | CT | A17104150 | 24060027082 | CT,RH68RA,BIL:7.2/20/60kV,600/5A,30VA,5P20,31.5kA/1S,1 CORE,60Hz,P2-SIDE,85PI,Busbar through type,KYONGBO/KOREA | ea | E31 | 32 | 32 | ea | CT,RH68RA,BIL:7.2/20/60kV,600/5A,30VA,5P20,31.5kA/1s,1 CORE,60Hz,P2-SIDE,85PI,Busbar through type,KYONGBO/KOREA
ED | 2406 | Parts | Nguyễn Thị Tiến | CT | A17104151 | 24060027083 | CT,RH65RA,BIL:7.2/20/60kV,400/5A,30VA,5P20,31.5kA/1S,1 CORE,60Hz,P2-SIDE,55PI,Busbar through type,KYONGBO/KOREA | ea | E31 | 39 | 39 | ea | CT,RH65RA,BIL:7.2/20/60kV,400/5A,30VA,5P20,31.5kA/1s,1 CORE,60Hz,P2-SIDE,55PI,Busbar through type,KYONGBO/KOREA
ED | 2406 | Parts | Nguyễn Thị Tiến | CT | A17104156 | 24060027084 | CT,RH85R,BIL:7.2/20/60kV,100/5A,30VA,5P20,31.5kA/1S,1 CORE,60Hz,P2-SIDE,55PI,Busbar through type,KYONGBO/KOREA | ea | E31 | 9 | 9 | ea | CT,RH85R,BIL:7.2/20/60kV,100/5A,30VA,5P20,31.5kA/1s,1 CORE,60Hz,P2-SIDE,55PI,Busbar through type,KYONGBO/KOREA
ED | 2406 | Parts | Nguyễn Thị Tiến | CT | A17104159 | 24060027085 | CT,SL-41,720V,100/5A,5VA,1.0CL,60Hz,KYONGBO/KOREA | ea | E31 | 2 | 2 | ea | CT,SL-41,720V,100/5A,5VA,1.0CL,60Hz,KYONGBO/KOREA
ED | 2406 | Parts | Nguyễn Thị Tiến | CT | A17104186 | 24060027086 | CT,RL2,720V,100/1A,15VA,1.0CL,60Hz,KYONGBO/KOREA | ea | E31 | 4 | 4 | ea | CT,RL2,720V,100/1A,15VA,1.0CL,60Hz,KYONGBO/KOREA
ED | 2406 | Parts | Nguyễn Thị Tiến | CT | A17104187 | 24060027087 | CT,WL1,720V,30/1A,15VA,1.0CL,60Hz,KYONGBO/KOREA | ea | E31 | 8 | 8 | ea | CT,WL1,720V,30/1A,15VA,1.0CL,40IN,60Hz,KYONGBO/KOREA
ED | 2406 | Parts | Nguyễn Thị Tiến | CT | A17104188 | 24060027088 | CT,WL1,720V,50/1A,15VA,1.0CL,60Hz,KYONGBO/KOREA | ea | E31 | 8 | 8 | ea | CT,WL1,720V,50/1A,15VA,1.0CL,60Hz,KYONGBO/KOREA
ED | 2406 | Parts | Nguyễn Thị Tiến | CT | A17104189 | 24060027089 | CT,RL2,720V,100/5A,15VA,1.0CL,60Hz,KYONGBO/KOREA | ea | E31 | 8 | 8 | ea | CT,RL2,720V,100/5A,15VA,1.0CL,60Hz,KYONGBO/KOREA
ED | 2406 | Parts | Nguyễn Thị Tiến | CT | A17104194 | 24060027090 | CT,RL2,720V,60/5A,15VA,1.0CL,50Hz,KYONGBO/KOREA | ea | E31 | 4 | 4 | ea | CT,RL2,720V,60/5A,15VA,1.0CL,50Hz,KYONGBO/KOREA
ED | 2406 | Parts | Nguyễn Thị Tiến | CT | A17104197 | 24060027193 | CT,ASS 24-05RC,BIL:24/50/125kV,150/5-5A,15/15VA,0.2CL/5P20,25kA/1S,2 CORES,50Hz,2ND TB:P1,RITZ/CHINA | ea | E31 | 3 | 3 | ea | CT,ASS 24-05RC,BIL:24/50/125kV,150/5-5A,15/15VA,0.2CL/5P20,25kA/1s,2 CORES,50Hz,2ND TB:P1,RITZ/CHINA
ED | 2406 | Parts | Nguyễn Thị Tiến | CT | A17104201 | 24060027176 | CT,YHCEI-24AR(W),24kV,500/5A,40VA,5P10,25kA/1S,1 CORE,50Hz,K-SIDE,W/Rid (Wing),YOUNG-HWA/KOREA | ea | M10 | 3 | 3 | ea | CT,YHCEI-24AR(W),24KV,500/5A,40VA,5P10,25kA/1s,1 CORE,50Hz,K-SIDE,W/Rid (Wing),YOUNG-HWA/KOREA
ED | 2406 | Parts | Nguyễn Thị Tiến | CT | A17104202 | 24060027184 | CT,YHCEI-20ARSN(W),24kV,500/5-5A,40/40VA,0.5CL/5P10,25kA/1S,2 CORES,50Hz,L-SIDE,W/Rid (Wing),YOUNG-HWA/KOREA | ea | M10 | 3 | 3 | ea | CT,YHCEI-20ARSN(W),24kV,500/5-5A,40/40VA,0.5CL/5P10,25kA/1s,2 CORES,50Hz,L-SIDE,W/Rid (Wing),YOUNG-HWA/KOREA
ED | 2406 | Parts | Nguyễn Thị Tiến | CT | A17104203 | 24060027178 | CT,YHCEI-24AR(W),24kV,300/5A,40VA,5P10,25kA/1S,1 CORE,50Hz,L-SIDE,W/Rid (Wing),YOUNG-HWA/KOREA | ea | M10 | 3 | 3 | ea | CT,YHCEI-24AR(W),24kV,300/5A,40VA,5P10,25kA/1s,1 CORE,50Hz,L-SIDE,W/Rid (Wing),YOUNG-HWA/KOREA
ED | 2406 | Parts | Nguyễn Thị Tiến | CT | A17104204 | 24060027181 | CT,YHCEI-24AR(W),24kV,200/5A,40VA,5P10,25kA/1S,1 CORE,50Hz,L-SIDE,W/Rid (Wing),YOUNG-HWA/KOREA | ea | M10 | 3 | 3 | ea | CT,YHCEI-24AR(W),24kV,200/5A,40VA,5P10,25kA/1s,1 CORE,50Hz,L-SIDE,W/Rid (Wing),YOUNG-HWA/KOREA
ED | 2406 | Parts | Nguyễn Thị Tiến | CT | A17104205 | 24060027179 | CT,YHCEI-20ARSN(W),24kV,150/5A,40VA,5P10,25kA/1S,1 CORE,50Hz,L-SIDE,W/Rid (Wing),YOUNG-HWA/KOREA | ea | M10 | 9 | 9 | ea | CT,YHCEI-20ARSN(W),24kV,150/5A,40VA,5P10,25kA/1s,1 CORE,50Hz,L-SIDE,W/Rid (Wing),YOUNG-HWA/KOREA
ED | 2406 | Parts | Nguyễn Thị Tiến | CT | A17104207 | 24060027180 | CT,YHCEI-20ARSN(W),24kV,50/5A,15VA,5P10,25kA/1S,1 CORE,50Hz,L-SIDE,W/Rid (Wing),YOUNG-HWA/KOREA | ea | M10 | 3 | 3 | ea | CT,YHCEI-20ARSN(W),24kV,50/5A,15VA,5P10,25kA/1s,1 CORE,50Hz,L-SIDE,W/Rid (Wing),YOUNG-HWA/KOREA
ED | 2411 | Parts | Nguyễn Công Hùng | GPT | A17200171 | 24110000560 | GPT,PT10-1ZHI1P,6.3/R3/0.11/R3/0.19/3kV,BIL:7.2/20/60kV,100/100VA,0.5CL,3P,50Hz,1.9Vn/8h,EMIC/VIETNAM | ea | M10 | 6 | 6 | ea | GPT,PT10-1ZHI1P,6.3/R3/0.11/R3/0.19/3kV‚BIL:7.2/20/60kV,100/100VA,0.5CL,50Hz,1.9Vn/8h,EMIC/VIETNAM
ED | 2411 | Parts | Nguyễn Công Hùng | GPT | A17200172 | 24110000561 | GPT,YHGP-24N,22/R3/0.11/R3/0.19/3kV,200/200VA,3P/3P,50Hz,1.2Vn/CONT, 1.9Vn/30s,WITHOUT FUSE&HOLDER,BLOCK TYPE,YOUNG-HWA/KOREA | ea | M10 | 15 | 15 | ea | GPT,YHGP-24N,22/R3/0.11/R3/0.19/3kV,200/200VA,3P/3P,50Hz,1.2Vn/CONT 1.9Vn/30s,WITHOUT FUSE&HOLDER,BLOCK TYPE,YOUNG-HWA/KOREA
ED | 2421 | Parts | Nguyễn Công Hùng | PT | A17400297 | 24210002826 | PT,WYVT-50F,220/110V,50VA,1.0CL,50Hz,1.2Vn/CONT,WOONYOUNG/KOREA | ea | E31 | 20 | 20 | #N/A | #N/A
ED | 2421 | Parts | Nguyễn Công Hùng | PT | A17400298 | 24210002827 | PT,WYEVT-50F,380/R3/190/R3V,50VA,1.0CL,50Hz,1.2Vn/CONT, 1.9Vn/30s,WOONYOUNG/KOREA | ea | E31 | 16 | 16 | ea | PT,WYEVT-50F,380/R3/190/R3V,50VA,1.0CL,50Hz,1.2Vn/CONT 1.9Vn/30s,WOONYOUNG/KOREA
ED | 2421 | Parts | Nguyễn Công Hùng | PT | A17400298 | 24210002827 | PT,WYEVT-50F,380/R3/190/R3V,50VA,1.0CL,50Hz,1.2Vn/CONT, 1.9Vn/30s,WOONYOUNG/KOREA | ea | M10 | 2 | 2 | ea | PT,WYEVT-50F,380/R3/190/R3V,50VA,1.0CL,50Hz,1.2Vn/CONT 1.9Vn/30s,WOONYOUNG/KOREA
ED | 2421 | Parts | Nguyễn Công Hùng | PT | A17400444 | 24210002828 | PT,ES24 V2-B,22/R3/0.11/R3/0.11/R3kV,BIL:24/50/125kV,30/30VA,0.5CL/3P,50Hz,1.2Vn/CONT,1.9Vn/30s,ESITAS/INDONESIA | ea | M10 | 6 | 6 | #N/A | #N/A
ED | 2421 | Parts | Nguyễn Công Hùng | PT | A17400497 | 24210002829 | PT,KBO-31,380/R3/190/R3V,17VA x3,1.0CL,50Hz,1.1Vn/CONT,1.9Vn/30s,LIGHTSTAR/KOREA | ea | M10 | 4 | 4 | ea | PT,KBO-31,380/R3/190/R3V,17VA×3,1.0CL,50Hz,1.1Vn/CONT 1.9Vn/30s,LIGHTSTAR/KOREA
ED | 2421 | Parts | Nguyễn Công Hùng | PT | A17400646 | 24210002830 | PT,KBO-30,480/R3/110/R3V,10VA x3,0.5CL,50Hz,1.1Vn/CONT,1.9Vn/30s,LIGHTSTAR/KOREA | ea | M10 | 2 | 2 | ea | PT,KBO-30,480/R3/110/R3V,10VA×3,0.5CL,50Hz,1.1Vn/CONT 1.9Vn/30s,LIGHTSTAR/KOREA
ED | 2421 | Parts | Nguyễn Công Hùng | PT | A17400681 | 24210002831 | PT,NL-25,230/R3/110/R3V,100VA,1.0CL,60Hz,1.2Vn/CONT, 1.9Vn/30s,KYONGBO/KOREA | ea | E31 | 8 | 8 | ea | PT,NL-25,230/R3/110/R3V,100VA,1.0CL,60Hz,1.2Vn/CONT 1.9Vn/30s,KYONGBO/KOREA
ED | 2421 | Parts | Nguyễn Công Hùng | PT | A17400682 | 24210002832 | PT,VES 12-02,4.16/R3/0.11/R3kV,BIL:7.2/20/60kV,100VA,3(3P),60Hz,1.9Vn/8h,RITZ instrument Transformers/GERMANY | ea | E31 | 50 | 50 | #N/A | #N/A
ED | 2421 | Parts | Nguyễn Công Hùng | PT | A17400688 | 24210002833 | PT,PT10-1ZHI1,6.3/R3/0.11/R3kV,BIL:7.2/20/60kV,50VA,0.5CL,50Hz,1.9Vn/8h,BLOCK TYPE,EMIC/VIETNAM | ea | M10 | 6 | 6 | #N/A | #N/A
ED | 2421 | Parts | Nguyễn Công Hùng | PT | A17400691 | 24210002834 | PT,LL22,380/110V,50VA,1.0CL,60Hz,1.2Vn/CONT,KYONGBO/KOREA | ea | E31 | 26 | 26 | ea | PT,LL22,380/110V,50VA,1.0CL,60Hz,1.2Vn/CONT,KYONGBO/KOREA
ED | 2421 | Parts | Nguyễn Công Hùng | PT | A17400693 | 24210002835 | PT,GSE24-3,20/R3/0.11/R3/0.11/R3kV,BIL:24/50/125kV,30/30VA,0.2CL/3P,50Hz,1.2Vn/CONT,1.9Vn/8h,WITH FUSE 2A,RITZ/CHINA | ea | E31 | 3 | 3 | ea | PT,GSE24-3,20/R3/0.11/R3/0.11/R3kV‚BIL-24/50/125kV,30/30VA,0.2CL/3P,50Hz,1.2Vn/CONT 1.9Vn/8h,WITH-FUSE-2A,RITZ/CHINA
ED | 2421 | Parts | Nguyễn Công Hùng | PT | A17400695 | 24210002836 | PT,YHP-24,22/R3/0.11/R3kV,BIL:24/50/125kV,200VA,0.5CL,50Hz,1.2Vn/CONT, 1.9Vn/30s,WITHOUT FUSE&HOLDER,BLOCK TYPE,YOUNG-HWA/KOREA | ea | M10 | 3 | 3 | ea | PT,YHP-24,22/R3/0.11/R3kV‚BIL-24/50/125kV,200VA,0.5CL,50Hz,1.2Vn/CONT 1.9Vn/30s,WITHOUT-FUSE-&-HOLDER,YOUNG-HWA/KOREA
ED | 2436 | Parts | Nguyễn Công Hùng | TRANSDUCER | A17600041 | 24360001709 | TRANSDUCER,AC CURRENT T/D,DT-1AA1AA,INPUT:5A(0~5A),50/60Hz,1P,OUTPUT:DC4~20mA,AUX.POWER:AC110/220V,AVERAGE SENSING,DAEJOO/KOREA | ea | M10 | 9 | 9 | ea | T/D,AC CURRENT T/D,DT-1AA1AA,INPUT:5A(0-5A) 1P,50/60Hz,OUTPUT:DC4-20mA,AUX.POWER:AC110/220V,AVERAGE SENSING,DAEJOO/KOREA
ED | 2436 | Parts | Nguyễn Công Hùng | TRANSDUCER | A17600051 | 24360001710 | TRANSDUCER,DC SIGNAL ISOLATOR,DT-ISOAAA-S,INPUT:DC4~20mA,OUTPUT:DC4~20mA,AUX.POWER:AC110/220V,DAEJOO/KOREA | ea | E31 | 10 | 10 | ea | T/D,DC SIGNAL ISOLATOR,DT-ISOAAA-S,INPUT:DC4-20mA,OUTPUT:DC4-20mA,AUX.POWER:AC110/220V,DAEJOO/KOREA
ED | 2436 | Parts | Nguyễn Công Hùng | TRANSDUCER | A17600051 | 24360001710 | TRANSDUCER,DC SIGNAL ISOLATOR,DT-ISOAAA-S,INPUT:DC4~20mA,OUTPUT:DC4~20mA,AUX.POWER:AC110/220V,DAEJOO/KOREA | ea | M10 | 1 | 1 | ea | T/D,DC SIGNAL ISOLATOR,DT-ISOAAA-S,INPUT:DC4-20mA,OUTPUT:DC4-20mA,AUX.POWER:AC110/220V,DAEJOO/KOREA
ED | 2436 | Parts | Nguyễn Công Hùng | TRANSDUCER | A17600052 | 24360001711 | TRANSDUCER,DC SIGNAL ISOLATOR,DT-ISO4AA-S,INPUT:DC:0~10V,OUTPUT:DC4~20mA,AUX.POWER:AC110/220V,DAEJOO/KOREA | ea | E31 | 10 | 10 | ea | T/D,DC SIGNAL ISOLATOR,DT-ISO4AA-S,INPUT:DC0-10V,OUTPUT:DC4-20mA,AUX.POWER:AC110/220V,DAEJOO/KOREA
ED | 2436 | Parts | Nguyễn Công Hùng | TRANSDUCER | A17600062 | 24360001712 | TRANSDUCER,DC SIGNAL ISOLATOR,DT-ISO4AA-D,INPUT:DC:0~10V,OUTPUT:DC4~20mA,AUX.POWER:AC110/220V,TWO OUTPUT,DAEJOO/KOREA | ea | M10 | 1 | 1 | #N/A | #N/A
ED | 2436 | Parts | Nguyễn Công Hùng | TRANSDUCER | A17600072 | 24360001713 | TRANSDUCER,AC CURRENT T/D,DT-3AB1AB,INPUT:1A(0~1A),50Hz,3P4W,OUTPUT:DC4~20mA,AUX.POWER:AC115/230V,AVERAGE SENSING,DAEJOO/KOREA | ea | M10 | 3 | 3 | ea | T/D,AC CURRENT T/D,DT-3AB1AB,INPUT:1A(0-1A) 3P4W,50Hz,OUTPUT:DC4-20mA,AUX.POWER:AC115/230V,AVERAGE SENSING,DAEJOO/KOREA
ED | 2436 | Parts | Nguyễn Công Hùng | TRANSDUCER | A17600074 | 24360001714 | TRANSDUCER,AC CURRENT T/D,DT-1AB1AA,INPUT:1A(0~1A),50/60Hz,1P,OUTPUT:DC4~20mA,AUX.POWER:AC110/220V,DAEJOO/KOREA | ea | E31 | 10 | 10 | ea | T/D,AC CURRENT T/D,DT-1AB1AA,INPUT:1A(0-1A) 1P,50/60Hz,OUTPUT:DC4-20mA,AUX.POWER:AC110/220V,DAEJOO/KOREA
ED | 2436 | Parts | Nguyễn Công Hùng | TRANSDUCER | A17600132 | 24360001715 | TRANSDUCER,AC CURRENT T/D,KTA-261A2S,INPUT:5A(0~5A),50/60Hz,1P2W,OUTPUT:DC4~20mA,AUX.POWER:AC90~260V,DC110V, 220V,AVERAGE VALUE,LIGHTSTAR/KOREA | ea | M10 | 3 | 3 | ea | T/D,AC CURRENT T/D,KTA-261A2S,INPUT:5A(0-5A) 1P2W,50/60Hz,OUTPUT:DC4-20mA,AUX.POWER:AC90-260V/DC110-220V,AVERAGE VALUE,LIGHTSTAR/KOREA
ED | 2436 | Parts | Nguyễn Công Hùng | TRANSDUCER | A17600150 | 24360001716 | TRANSDUCER,M2VS-AA-M2/UL,INPUT: 4~20mADC,OUTPUT: 4~20mADC,AUX.POWER: 100~240VAC,47~66Hz,W/Test report,MG/JAPAN | ea | M10 | 9 | 9 | #N/A | #N/A
ED | 2436 | Parts | Nguyễn Công Hùng | TRANSDUCER | A17600152 | 24360001717 | TRANSDUCER,POWER FACTOR T/D,KTH-B4062S,INPUT:400V/R3/110V/R3,5A,50Hz,3P4W,OUTPUT:DC4~12~20mA,AUX.POWER:AC90~260V/DC110V/DC220V,LIGHTSTAR/KOREA | ea | M10 | 1 | 1 | ea | T/D,POWER FACTOR T/D,KTH-B4062S,INPUT:400V/R3/110V/R3 5A 3P4W,50Hz,OUTPUT:DC4-12-20mA,AUX.POWER:AC90-260V/DC110-220V,LIGHTSTAR/KOREA
ED | 2436 | Parts | Nguyễn Công Hùng | TRANSDUCER | A17600153 | 24360001718 | TRANSDUCER,AC CURRENT T/D,T-36HAA,INPUT:1A(0~1A),50/60Hz,1P,OUTPUT:DC4~20mA,AUX.POWER:AC100-240V,MITSUBISHI/JAPAN | ea | M10 | 9 | 9 | ea | T/D,AC CURRENT T/D,T-36HAA,INPUT:1A(0-1A) 1P,50/60Hz,OUTPUT:DC420mA,AUX.POWER:AC100-240V,MITSUBISHI/JAPAN
ED | 2441 | Parts | Nguyễn Quốc Bảo | TR(POWER) | A17700056 | 24410004524 | TR(POWER),SST-1L50,50VA,PRI:0-380-440V,SEC:0-110-220V,50Hz,1P,DRY,SAM SUNG/KOREA | ea | M10 | 1 | 1 | ea | TR(POWER),SST-1L50,1P,PRI:0-380-440V/SEC:0-110-220V,50Hz,50VA,DRY,SAM SUNG/KOREA
ED | 2441 | Parts | Nguyễn Quốc Bảo | TR(POWER) | A17700358 | 24410004525 | TR(POWER),SST-1L150,150VA,PRI:380V,SEC:220V,50Hz,1P,DRY, INSULATION LEVEL B,SAM SUNG/KOREA | ea | M10 | 2 | 2 | ea | TR(POWER),SST-1L150,1P,PRI:380V/SEC:220V,50Hz,150VA,INSULATION LEVEL B,DRY,SAM SUNG/KOREA
ED | 2441 | Parts | Nguyễn Quốc Bảo | TR(POWER) | A17700360 | 24410004526 | TR(POWER),SST-1L50,50VA,PRI:380V,SEC:220V,50Hz,1P,DRY, INSULATION LEVEL B,SAM SUNG/KOREA | ea | M10 | 18 | 18 | ea | TR(POWER),SST-1L50,1P,PRI:380V/SEC:220V,50Hz,50VA,INSULATION LEVEL B,DRY,SAM SUNG/KOREA
ED | 2441 | Parts | Nguyễn Quốc Bảo | TR(POWER) | A17700535 | 24410004527 | TR(POWER),SST-1L3K,3kVA,PRI:400V,SEC:110V,50Hz,1P,DRY, INSULATION LEVEL B,Cu CONDUCTOR,SAM SUNG/KOREA | ea | E31 | 1 | 1 | ea | TR(POWER),SST-1L3K,1P,PRI:400V/SEC:110V,50Hz,3kVA,INSULATION LEVEL B,DRY,Cu CONDUCTOR,SAM SUNG/KOREA
ED | 2441 | Parts | Nguyễn Quốc Bảo | TR(POWER) | A17700594 |  | TR(POWER),2500kVA,PRI:6.3kV,SEC:0.4/0.231kV,50Hz,Dyn-11,6%,HV TAP: Â±2x2.5%,3P,Cooling method AN,W/DIGITAL THERMOMETER& COOLING FAN,Al CONDUCTOR& 03 SENSOR PT100Ohm,LS Electric/KOREA | ea | M10 | 1 | 1 | #N/A | #N/A
ED | 2441 | Parts | Nguyễn Quốc Bảo | TR(POWER) | A17700596 |  | TR(POWER),1250kVA,PRI:6.3kV,SEC:0.4/0.231kV,50Hz,Dyn-11,6%,HV TAP: Â±2x2.5%,3P,Cooling method AN,W/DIGITAL THERMOMETER& COOLING FAN,Al CONDUCTOR& 03 SENSOR PT100Ohm,LS Electric/KOREA | ea | M10 | 1 | 1 | #N/A | #N/A
ED | 2441 | Parts | Nguyễn Quốc Bảo | TR(POWER) | A17700692 | 24410004528 | TR(POWER),SST-1L50,50VA,PRI:480V,SEC:230V,60Hz,1P,DRY, INSULATION LEVEL B,Cu CONDUCTOR,SAM SUNG/KOREA | ea | M10 | 2 | 2 | ea | TR(POWER),SST-1L50,1P,PRI:480V/SEC:230V,60Hz,50VA,INSULATION LEVEL B,DRY,Cu CONDUCTOR,SAM SUNG/KOREA
ED | 2441 | Parts | Nguyễn Quốc Bảo | TR(POWER) | A17700726 | 24410004529 | TR(POWER),RC-75,75VA,PRI:230V,SEC:230V,50Hz,1P,DRY, INSULATION LEVEL B,Cu CONDUCTOR,OBOK/KOREA | ea | E31 | 6 | 6 | ea | TR(POWER),RC-75,1P,PRI:230V/SEC:230V,50Hz,75VA,INSULATION LEVEL B,DRY,Cu CONDUCTOR,OBOK/KOREA
ED | 2441 | Parts | Nguyễn Quốc Bảo | TR(POWER) | A17700726 | 24410004529 | TR(POWER),RC-75,75VA,PRI:230V,SEC:230V,50Hz,1P,DRY, INSULATION LEVEL B,Cu CONDUCTOR,OBOK/KOREA | ea | M10 | 3 | 3 | ea | TR(POWER),RC-75,1P,PRI:230V/SEC:230V,50Hz,75VA,INSULATION LEVEL B,DRY,Cu CONDUCTOR,OBOK/KOREA
ED | 2441 | Parts | Nguyễn Quốc Bảo | TR(POWER) | A17700841 | 24410004530 | TR(POWER),SST-1L200,200VA,PRI:480V,SEC:230V,60Hz,1P,DRY, INSULATION LEVEL B,Cu CONDUCTOR,SAM SUNG/KOREA | ea | E31 | 4 | 4 | ea | TR(POWER),SST-1L200,1P,PRI:480V/SEC:230V,60Hz,200VA,INSULATION LEVEL B,DRY,Cu CONDUCTOR,SAM SUNG/KOREA
ED | 2441 | Parts | Nguyễn Quốc Bảo | TR(POWER) | A17700872 | 24410004531 | TR(POWER),RC-3000,3kVA,PRI:380V,SEC:110V,60Hz,1P,DRY, INSULATION LEVEL B,Cu CONDUCTOR,OBOK/KOREA | ea | E31 | 3 | 3 | ea | TR(POWER),RC-3000,1P,PRI:380V/SEC:110V,60Hz,3kVA,INSULATION LEVEL B,DRY,Cu CONDUCTOR,OBOK/KOREA
ED | 2441 | Parts | Nguyễn Quốc Bảo | TR(POWER) | A17700873 | 24410004532 | TR(POWER),RC-500,500VA,PRI:380V,SEC:24V,60Hz,1P,DRY, INSULATION LEVEL B,Cu CONDUCTOR,OBOK/KOREA | ea | E31 | 3 | 3 | ea | TR(POWER),RC-500,1P,PRI:380V/SEC:24V,60Hz,500VA,INSULATION LEVEL B,DRY,Cu CONDUCTOR,OBOK/KOREA
ED | 2446 | Parts | Nguyễn Thị Tiến | ZCT | A17800040 | 24460001015 | ZCT,WYZR-030,30Ã˜,CURR.RATIO:200mA/100mV,RATED CURR:100A,50Hz,WOONYOUNG/KOREA | ea | E31 | 3 | 3 | ea | ZCT,WYZR-030,CURR.RATIO:200mA/100mV,RATED CURR:100A,50Hz,30PI,WOONYOUNG/KOREA
ED | 2446 | Parts | Nguyễn Thị Tiến | ZCT | A17800040 | 24460001015 | ZCT,WYZR-030,30Ã˜,CURR.RATIO:200mA/100mV,RATED CURR:100A,50Hz,WOONYOUNG/KOREA | ea | M10 | 14 | 14 | ea | ZCT,WYZR-030,CURR.RATIO:200mA/100mV,RATED CURR:100A,50Hz,30PI,WOONYOUNG/KOREA
ED | 2446 | Parts | Nguyễn Thị Tiến | ZCT | A17800041 | 24460001016 | ZCT,WYZR-050,50Ã˜,CURR.RATIO:200mA/100mV,RATED CURR:250A,50Hz,WOONYOUNG/KOREA | ea | M10 | 2 | 2 | ea | ZCT,WYZR-050,CURR.RATIO:200mA/100mV,RATED CURR:250A,50Hz,50PI,WOONYOUNG/KOREA
ED | 2446 | Parts | Nguyễn Thị Tiến | ZCT | A17800042 | 24460001017 | ZCT,WYZR-065,65Ã˜,CURR.RATIO:200mA/100mV,RATED CURR:400A,50Hz,WOONYOUNG/KOREA | ea | E31 | 17 | 17 | ea | ZCT,WYZR-065,CURR.RATIO:200mA/100mV,RATED CURR:400A,50Hz,65PI,WOONYOUNG/KOREA
ED | 2446 | Parts | Nguyễn Thị Tiến | ZCT | A17800048 | 24460001018 | ZCT,WYZS-160,SQUARE166X30,CURR.RATIO:200mA/100mV,RATED CURR:400A,50Hz,WOONYOUNG/KOREA | ea | E31 | 5 | 5 | ea | ZCT,WYZS-160,CURR.RATIO:200mA/100mV,RATED CURR:400A,50Hz,SQUARE166X30,WOONYOUNG/KOREA
ED | 2446 | Parts | Nguyễn Thị Tiến | ZCT | A17800094 | 24460001019 | ZCT,ZL26,SQUARE30X260,CURR.RATIO:200mA/100mV,50Hz,KYONGBO/KOREA | ea | E31 | 4 | 4 | ea | ZCT,ZL26,CURR.RATIO:200mA/100mV,RATED CURR:400A,50Hz,SQUARE30X260,KYONGBO/KOREA
ED | 2446 | Parts | Nguyễn Thị Tiến | ZCT | A17800117 | 24460001030 | ZCT,LZT-080(I),80Ã˜,200mA/0.1mA,K-CODE:76512532080,LSIS/KOREA | ea | M10 | 1 | 1 | ea | ZCT,LZT-080(I),200mA/0.1mA,K-CODE:76512532080,80PI,LSIS/KOREA
ED | 2446 | Parts | Nguyễn Thị Tiến | ZCT | A17800135 | 24460001020 | ZCT,WYZS-260,SQUARE260X30,CURR.RATIO:200mA/100mV,RATED CURR:600A,50Hz,WOONYOUNG/KOREA | ea | E31 | 2 | 2 | ea | ZCT,WYZS-260,CURR.RATIO:200mA/100mV,RATED CURR:600A,50Hz,SQUARE260X30,WOONYOUNG/KOREA
ED | 2446 | Parts | Nguyễn Thị Tiến | ZCT | A17800136 | 24460001021 | ZCT,WYZS-210,SQUARE210X30,CURR.RATIO:200mA/100mV,RATED CURR:500A,50Hz,WOONYOUNG/KOREA | ea | E31 | 6 | 6 | ea | ZCT,WYZS-210,CURR.RATIO:200mA/100mV,RATED CURR:500A,50Hz,SQUARE210X30,WOONYOUNG/KOREA
ED | 2446 | Parts | Nguyễn Thị Tiến | ZCT | A17800136 | 24460001021 | ZCT,WYZS-210,SQUARE210X30,CURR.RATIO:200mA/100mV,RATED CURR:500A,50Hz,WOONYOUNG/KOREA | ea | M10 | 5 | 5 | ea | ZCT,WYZS-210,CURR.RATIO:200mA/100mV,RATED CURR:500A,50Hz,SQUARE210X30,WOONYOUNG/KOREA
ED | 2446 | Parts | Nguyễn Thị Tiến | ZCT | A17800138 | 24460001022 | ZCT,ZL21,SQUARE30X210,CURR.RATIO:200mA/100mV,60Hz,KYONGBO/KOREA | ea | E31 | 10 | 10 | ea | ZCT,ZL21,CURR.RATIO:200mA/100mV,60Hz,SQUARE30X210,KYONGBO/KOREA
ED | 2446 | Parts | Nguyễn Thị Tiến | ZCT | A17800199 | 24460000995 | ZCT,KGB-07,SQUARE210X30,CURR.RATIO:200mA/100mV,RATED CURR:600A,50Hz,LIGHTSTAR/KOREA | ea | M10 | 1 | 1 | ea | ZCT,KGB-07,CURR.RATIO:200mA/100mV,RATED CURR:600A,50/60Hz,SQUARE210X30,LIGHTSTAR/KOREA
ED | 2446 | Parts | Nguyễn Thị Tiến | ZCT | A17800200 | 24460000996 | ZCT,KGB-11,SQUARE260X30,CURR.RATIO:200mA/100mV,RATED CURR:1000A,50Hz,LIGHTSTAR/KOREA | ea | M10 | 1 | 1 | ea | ZCT,KGB-11,CURR.RATIO:200mA/100mV,RATED CURR:1000A,50/60Hz,SQUARE260X30,LIGHTSTAR/KOREA
ED | 2446 | Parts | Nguyễn Thị Tiến | ZCT | A17800206 | 24460001033 | ZCT,KGC-30,37Ã˜,CURR.RATIO:200mA/100mV,RATED CURR:150A,50Hz,LIGHTSTAR/KOREA | ea | M10 | 1 | 1 | ea | ZCT,KGC-30,CURR.RATIO:200mA/100mV,RATED CURR:150A,50Hz,37PI,LIGHTSTAR/KOREA
ED | 2446 | Parts | Nguyễn Thị Tiến | ZCT | A17800237 | 24460001034 | ZCT,KGB-03,SQUARE132x11,CURR.RATIO:200mA/100mV,RATED CURR:300A,50Hz,LIGHTSTAR/KOREA | ea | M10 | 2 | 2 | ea | ZCT,KGB-03,CURR.RATIO:200mA/100mV,RATED CURR:300A,50Hz,SQUARE132x11,LIGHTSTAR/KOREA
ED | 2446 | Parts | Nguyễn Thị Tiến | ZCT | A17800239 | 24460001023 | ZCT,KAT-200/310-100,200Ã˜,CURR.RATIO:100/1A,2.5VA,10P10,60Hz,ESITAS/INDONESIA | ea | E31 | 3 | 3 | ea | ZCT,KAT-200/310-100,CURR.RATIO:100/1A,2.5VA,60Hz,200PI,10P10,ESITAS/INDONESIA
ED | 2446 | Parts | Nguyễn Thị Tiến | ZCT | A17800240 | 24460001035 | ZCT,KGB-05,SQUARE163X30,CURR.RATIO:200mA/100mV,RATED CURR:400A,INSULATION CLASS E,50/60Hz,LIGHTSTAR/KOREA | ea | M10 | 9 | 9 | ea | ZCT,KGB-05,CURR.RATIO:200mA/100mV,RATED CURR:400A,50/60Hz,SQUARE163X30,INSULATION CLASS E,LIGHTSTAR/KOREA
ED | 2446 | Parts | Nguyễn Thị Tiến | ZCT | A17800241 | 24460001036 | ZCT,KGC-30,37Ã˜,CURR.RATIO:200mA/100mV,RATED CURR:150A,50/60Hz,LIGHTSTAR/KOREA | ea | M10 | 3 | 3 | ea | ZCT,KGC-30,CURR.RATIO:200mA/100mV,RATED CURR:150A,50/60Hz,37PI,LIGHTSTAR/KOREA
ED | 2446 | Parts | Nguyễn Thị Tiến | ZCT | A17800242 | 24460001037 | ZCT,KGC-50,62Ã˜,CURR.RATIO:200mA/100mV,RATED CURR:400A,50/60Hz,LIGHTSTAR/KOREA | ea | M10 | 4 | 4 | ea | ZCT,KGC-50,CURR.RATIO:200mA/100mV,RATED CURR:400A,50/60Hz,62PI,LIGHTSTAR/KOREA
ED | 2446 | Parts | Nguyễn Thị Tiến | ZCT | A17800244 | 24460000996 | ZCT,KGB-11,SQUARE260X30,CURR.RATIO:200mA/100mV,RATED CURR:1000A,50/60Hz,LIGHTSTAR/KOREA | ea | M10 | 10 | 10 | ea | ZCT,KGB-11,CURR.RATIO:200mA/100mV,RATED CURR:1000A,50/60Hz,SQUARE260X30,LIGHTSTAR/KOREA
ED | 2446 | Parts | Nguyễn Thị Tiến | ZCT | A17800245 | 24460000995 | ZCT,KGB-07,SQUARE210X30,CURR.RATIO:200mA/100mV,RATED CURR:600A,50/60Hz,LIGHTSTAR/KOREA | ea | M10 | 17 | 17 | ea | ZCT,KGB-07,CURR.RATIO:200mA/100mV,RATED CURR:600A,50/60Hz,SQUARE210X30,LIGHTSTAR/KOREA
ED | 2446 | Parts | Nguyễn Thị Tiến | ZCT | A17800248 | 24460001024 | ZCT,ZS 40,400Ã˜,CURR.RATIO:200mA/1.5mA,50Hz,KYONGBO/KOREA | ea | M10 | 4 | 4 | ea | ZCT,ZS 40,CURR.RATIO:200mA/1.5mA,RATED CURR:600A,50Hz,400PI,KYONGBO/KOREA
ED | 2446 | Parts | Nguyễn Thị Tiến | ZCT | A17800254 | 24460001025 | ZCT,WYZS-260,SQUARE260X30,CURR.RATIO:200mA/100mV,RATED CURR:630A,50/60Hz,WOONYOUNG/KOREA | ea | E31 | 4 | 4 | ea | ZCT,WYZS-260,CURR.RATIO:200mA/100mV,RATED CURR:630A,50/60Hz,SQUARE260X30,WOONYOUNG/KOREA
ED | 2446 | Parts | Nguyễn Thị Tiến | ZCT | A17800254 | 24460001025 | ZCT,WYZS-260,SQUARE260X30,CURR.RATIO:200mA/100mV,RATED CURR:630A,50/60Hz,WOONYOUNG/KOREA | ea | M10 | 1 | 1 | ea | ZCT,WYZS-260,CURR.RATIO:200mA/100mV,RATED CURR:630A,50/60Hz,SQUARE260X30,WOONYOUNG/KOREA
ED | 2446 | Parts | Nguyễn Thị Tiến | ZCT | A17800266 | 24460001026 | ZCT,ZGD26A,SQUARE30X260,CURR.RATIO:200mA/100mV,60Hz,KYONGBO/KOREA | ea | E31 | 9 | 9 | ea | ZCT,ZGD26A,CURR.RATIO:200mA/100mV,60Hz,SQUARE30X260,KYONGBO/KOREA
ED | 2446 | Parts | Nguyễn Thị Tiến | ZCT | A17800267 | 24460001027 | ZCT,ZGD21A,SQUARE30X210,CURR.RATIO:200mA/100mV,60Hz,KYONGBO/KOREA | ea | E31 | 191 | 191 | ea | ZCT,ZGD21A,CURR.RATIO:200mA/100mV,60Hz,SQUARE30X210,KYONGBO/KOREA
ED | 2446 | Parts | Nguyễn Thị Tiến | ZCT | A17800268 | 24460001028 | ZCT,ZGD16A,SQUARE30X160,CURR.RATIO:200mA/100mV,60Hz,KYONGBO/KOREA | ea | E31 | 35 | 35 | ea | ZCT,ZGD16A,CURR.RATIO:200mA/100mV,60Hz,SQUARE30X160,KYONGBO/KOREA
ED | 2446 | Parts | Nguyễn Thị Tiến | ZCT | A17800271 | 24460001029 | ZCT,YHZC-4-1,0.46kV,200Ã˜,CURR.RATIO:200/1.5mA,50/60Hz,YOUNG-HWA/KOREA | ea | M10 | 6 | 6 | ea | ZCT,YHZC-4-1,CURR.RATIO:200/1.5mA,0.46kV,50/60Hz,200PI,YOUNG-HWA/KOREA
ED | 1401 | Parts | Hoang Xuân Khải | ANN RY | A18000020 | 14010000356 | ANN RY,ANC-8 (CODE:604622),POWER:110-300VAC/VDC,LED TYPE,FLUSH MOUNTING,RED/GREEN,8 INPUT: 110VAC/VDC,KLEAMSAN/TURKEY | ea | M10 | 2 | 2 | ea | ANN RY,ANC-8 (CODE:604622),POWER:AC/DC 110-300V,LED TYPE,FLUSH MOUNTING,RED/GREEN,8 INPUT: AC/DC 110V,KLEAMSAN/TURKEY
ED | 1401 | Parts | Hoang Xuân Khải | ANN RY | A18000028 | 14010000357 | ANN RY,ANC-24 (CODE:604660),POWER:85-300VAC/DC,LED TYPE,FLUSH MOUNTING,RED/GREEN,24 INPUT: 24VAC/VDC,KLEAMSAN/TURKEY | ea | M10 | 2 | 2 | ea | ANN RY,ANC-24 (CODE:604660),POWER:AC/DC 85-300V,LED TYPE,FLUSH MOUNTING,RED/GREEN,24 INPUT: AC/DC 24V,KLEAMSAN/TURKEY
ED | 1401 | Parts | Hoang Xuân Khải | ANN RY | A18000029 | 14010000358 | ANN RY,ANC-32 (CODE:604673),POWER:85-300VAC/DC,LED TYPE,FLUSH MOUNTING,RED/GREEN,32 INPUT: 220VAC/VDC,KLEAMSAN/TURKEY | ea | M10 | 2 | 2 | ea | ANN RY,ANC-32 (CODE:604673),POWER:AC/DC 85-300V,LED TYPE,FLUSH MOUNTING,RED/GREEN,32 INPUT: AC/DC 220V,KLEAMSAN/TURKEY
ED | 1406 | Parts | Hoang Xuân Khải | APFR | A18100015 | 14060000164 | APFR,PFR120-415-50,12 Step,SUPPLY VOLTAGE:380~415VAC,In:5A,OPERATING LIMITS:0.05~6.5A,50Hz,MIKRO | ea | M10 | 1 | 1 | ea | APFR,PFR120-415-50,12 Steps,SUPPLY VOLTAGE:380-415VAC In:5A,50Hz,OPERATING LIMITS:0.05-6.5A,MIKRO/MALAYSIA
ED | 1406 | Parts | Hoang Xuân Khải | APFR | A18100026 | 14060000165 | APFR,PFR60-220-50,6 Step,SUPPLY VOLTAGE:220~240VAC,In:5A,OPERATING LIMITS:0.05~6.5A,50Hz,MIKRO | ea | M10 | 1 | 1 | ea | APFR,PFR60-220-50,16 Steps,SUPPLY VOLTAGE:220-240VAC,50Hz,OPERATING LIMITS:0.05-6.5A,MIKRO/MALAYSIA
ED | 1406 | Parts | Hoang Xuân Khải | APFR | A18100066 | 14060000166 | APFR,PFR160NX,16 Steps,SUPPLY VOLTAGE:100~415VAC/140~370VDC,In:5A,45~60Hz,OPERATING LIMITS:0.05~10A,MIKRO | ea | M10 | 3 | 3 | ea | APFR,PFR160NX,16 Steps,SUPPLY VOLTAGE:100-415VAC/140/370VDC In:5A,45-60Hz,OPERATING LIMITS:0.05-10A,MIKRO/MALAYSIA
ED | 1441 | Parts | Hoang Xuân Khải | DGR | A18500126 | 14410000061 | DGR,REX615_10JV (REX615B10GN+AIM16+AIM6+APP1+APP5+BIO5+BIO5+CMP1+COM31+HMI1+PCL1+PSM4+SCT1),INPUT:In1/5A,Un:60~210V,AUX.PO:DC60~250V/AC100~240V,100BASE TX(3xRJ45) with HSR/PRP, IEC61850,24DI14DO,ABB/FINLA | ea | E31 | 7 | 7 | ea | DGR,REX615_10JV (REX615B10GN+AIM16+AIM6+APP1+APP5+BIO5+BIO5+CMP1+COM31+HMI1+PCL1+PSM4+SCT1),INPUT:In1/5A Un:60-210V,AUX.POWER:DC60-250V/AC100-240V,100BASE TX(3xRJ45) WITH HSR/PRP IEC61850,24DI 14DO,ABB/FINLAND
ED | 1441 | Parts | Hoang Xuân Khải | DGR | A18500130 | 14410000062 | DGR,REX615_132B (REX615A10GN+AIM16+AIM6+APP1+APP5+BIO5+CMP1+COM31+HMI1+PCL1+PSM4 +SCT2),INPUT:In1/5A,Un:60~210V,AUX.PO:DC60~250V/AC100~240V,100BASE TX(3xRJ45) with HSR/PRP, IEC61850,16DI10DO,ABB/FINLAND | ea | E31 | 48 | 48 | ea | DGR,REX615_132B (REX615A10GN+AIM16+AIM6+APP1+APP5+BIO5+CMP1+COM31+HMI1+PCL1+PSM4 +SCT2),INPUT:In1/5A Un:60-210V,AUX.POWER:DC60-250V/AC100-240V,100BASE TX(3xRJ45) WITH HSR/PRP IEC61850,16DI 10DO,ABB/FINLAND
ED | 1451 | Parts | Hoang Xuân Khải | ELR | A18700043 | 14510000233 | ELR,WYED-D12NC,12 CIR.SET TYPE,ZCT INPUT:200mA/100mV,AUX.POWER:AC/DC 110-220V,50Hz,AUX.CONTACT:1a,W/BUZZER&DIGITAL DISPLAY,FLUSH MOUNTING,WOONYOUNG/KOREA | ea | E31 | 1 | 1 | ea | ELR,WYED-D12NC (12 CIR.SET TYPE),AUX.POWER:AC/DC 110-220V,50Hz,ZCT INPUT:200mA/100mV,AUX.CONTACT:1a W/BUZZER&DIGITAL DISPLAY FLUSH MOUNTING,WOONYOUNG/KOREA
ED | 1451 | Parts | Hoang Xuân Khải | ELR | A18700082 | 14510000234 | ELR,WYED-M12N,MICOM ALARM TYPE,12 CIR.SET TYPE,ZCT INPUT:200mA/100mV,RANGE:0.1~1.0A,AUX.POWER:AC/DC 110-220V,50/60Hz,AUX.CONTACT:1a,W/BUZZER&LED INDICATOR,FLUSH MOUNTING,WOONYOUNG/KOREA | ea | E31 | 3 | 3 | ea | ELR,WYED-M12N (MICOM ALARM TYPE),RANGE:0.1-1.0A,AUX.POWER:AC/DC 110-220V,50/60Hz,12 CIR.SET TYPE‚ZCT INPUT:200mA/100mV,AUX.CONTACT:1a W/BUZZER&LED INDICATOR FLUSH MOUNTING,WOONYOUNG/KOREA
ED | 1451 | Parts | Hoang Xuân Khải | ELR | A18700084 | 14510000235 | ELR,EKL-4-B,VB,POWER SUPPLY IN SIDE: lithium battery 3.6V/2Ah,W/SHORT CIRCUIT SENSOR 500A (03EA),EARTH FAULT SENSOR (01EA)& CONDUCT OPTICAL FIBER (04EA),CHAOBO/CHINA | ea | M10 | 49 | 49 | ea | ELR,EKL-4-B (VB),POWER SUPPLY IN SIDE:lithium battery 3.6V/2Ah,3.6V/2Ah,W/SHORT CIRCUIT SENSOR 500A (03EA),EARTH FAULT SENSOR (01EA)&CONDUCT OPTICAL FIBER (04EA),CHAOBO/CHINA
ED | 1451 | Parts | Hoang Xuân Khải | ELR | A18700087 | 14510000236 | ELR,MD-EK,POWER SUPPLY IN SIDE: lithium battery 3.6V/2.6Ah,W/SHORT CIRCUIT SENSOR 40~1500A (03EA),EARTH FAULT SENSOR 10~300A (01EA),CONDUCT COPPER (04EA),Reset time: 1m to 99m in steps of 1m,EMG/GERMANY | ea | V10 | 1 | 1 | #N/A | #N/A
ED | 1476 | Parts | Hoang Xuân Khải | GFR | A19100025 | 14760000135 | GFR,DGF-D11F,1 CIR.SET TYPE,ZCT INPUT:200mA/100mV,Lock:0.1~10A,INST:0.1~0.5s (0.1s Step),AUX.POWER:AC/DC 100V~240V,50/60Hz,AUX.CONTACT:1a,FLUSH MOUNTING,DEESYS/KOREA | ea | M10 | 2 | 2 | ea | GFR,DGF-D11F,1 CIR.SET TYPE,ZCT INPUT:200mA/100mV,AUX.POWER:AC/DC 100V-240V,50/60Hz,INST:0.1-0.5s (0.1s Step),LOCK:0.1-10A,FLUSH MOUNTING,AUX.CONTACT:1a,FLUSH MOUNTING,DEESYS/KOREA
ED | 1476 | Parts | Hoang Xuân Khải | GFR | A19100035 | 14760000136 | GFR,WYGF-11T,0.1-10A,AUX.POWER:AC230V,50/60Hz,WOONYOUNG/KOREA | ea | M10 | 8 | 8 | ea | GFR,WYGF-11T,0.1-10A,AUX.POWER:AC230V,50/60Hz,WOONYOUNG/KOREA
ED | 1486 | Parts | Hoang Xuân Khải | KEEP RY | A19200028 | 14860000054 | KEEP RY,YSMMK 3PC-220D 220D,SET:DC220V,RESET:DC220V,AUX.CONTACT:C TYPE(3C),W/SOCKET YSSK14-K,YONGSUNG/KOREA | ea | E31 | 5 | 5 | ea | KEEP RY,YSMMK 3PC-220D 220D,SET:DC220V/RESET:DC220V,AUX.CONTACT:C TYPE(3C),W/SOCKET YSSK14-K,YONGSUNG/KOREA
ED | 1491 | Parts | Hoang Xuân Khải | LATCH RELAY | A19300042 | 14910000073 | LATCH RELAY,BJ-8RP,AUX.VOLTAGE:DC110V,AUX.CONTACT:8C,WITH RESET MANUAL,FLUSH MOUNTING,WITHOUT SOCKET,ARTECHE/SPAIN | ea | M10 | 10 | 10 | ea | LATCH RELAY,BJ-8RP,AUX.VOLTAGE:DC110V,AUX.CONTACT:8C,WITH RESET MANUAL,FLUSH MOUNTING,WITHOUT SOCKET,ARTECHE/SPAIN
ED | 1491 | Parts | Hoang Xuân Khải | LATCH RELAY | A19300050 | 14910000074 | LATCH RELAY,YSC20LR-2801220DEB,TRIP COIL:220Vdc,AUX.CONTACT:8a8b,WITH RESET MANUAL,FLUSH MOUNTING,NAMEPLATE: TRIP-RESET,O HANDLE TYPE,YONGSUNG/KOREA | ea | E31 | 5 | 5 | ea | LATCH RELAY,YSC20LR-2801220DEB,TRIP COIL:220Vdc,AUX.CONTACT:8a8b,WITH RESET MANUAL,FLUSH MOUNTING,NAMEPLATE: TRIP-RESET,O HANDLE TYPE,YONGSUNG/KOREA
ED | 1491 | Parts | Hoang Xuân Khải | LATCH RELAY | A19300052 | 14910000075 | LATCH RELAY,YSC20LR-2801110DEB,TRIP COIL:110Vdc,AUX.CONTACT:8a8b,WITH RESET MANUAL,FLUSH MOUNTING,NAMEPLATE: TRIP-RESET,O HANDLE TYPE,YONGSUNG/KOREA | ea | M10 | 6 | 6 | ea | LATCH RELAY,YSC20LR-2801110DEB,TRIP COIL:110Vdc,AUX.CONTACT:8a8b,WITH RESET MANUAL,FLUSH MOUNTING,NAMEPLATE: TRIP-RESET,O HANDLE TYPE,YONGSUNG/KOREA
ED | 1491 | Parts | Hoang Xuân Khải | LATCH RELAY | A19300061 | 14910000076 | LATCH RELAY,HLR-04A,TRIP COIL:110Vdc,AUX.CONTACT:4a4b,WITH RESET MANUAL,FLUSH MOUNTING,NAMEPLATE: TRIP-RESET,SEO-O/KOREA | ea | M10 | 1 | 1 | ea | LATCH RELAY,HLR-04A,TRIP COIL:110Vdc,AUX.CONTACT:4a4b,WITH RESET MANUAL,FLUSH MOUNTING,NAMEPLATE: TRIP-RESET,SEO-O/KOREA
ED | 1491 | Parts | Hoang Xuân Khải | LATCH RELAY | A19300065 | 14910000077 | LATCH RELAY,C26L RK1461 D110 PR G301,TRIP COIL:110Vdc,AUX.CONTACT:6a6b,NAMEPLATE: TRIP-RESET,K&N/AUSTRIA | ea | E31 | 2 | 2 | ea | LATCH RELAY,C26L RK1461 D110 PR G301,TRIP COIL:110Vdc,AUX.CONTACT:6a6b,NAMEPLATE: TRIP-RESET,K&N/AUSTRIA
ED | 1501 | Parts | Hoang Xuân Khải | MPR | A19500137 | 15010000333 | MPR,3DM2-WRDUH,SETTING RANGE :0.5-60A,50/60Hz,AUX POWER : 100~240VAC/DC,SCHNEIDER | ea | M10 | 1 | 1 | ea | MPR,3DM2-WRDUH,SETTING RANGE:0.5-60A,50/60Hz,AUX POWER:AC/DC 100-240V,SCHNEIDER
ED | 1501 | Parts | Hoang Xuân Khải | MPR | A19500146 | 15010000334 | MPR,REX615_1RZ7 (REX615A10GN+AIM16+AIM6+APP1+APP5+APP9+BIO5+CMP1+COM31+HMI1+PCL1+PSM4+SCT2),INPUT:In1/5A,Un:60~210V,AUX.PO:DC60~250V/AC100~240V,IEC61850,100BASE TX(3xRJ45) with HSR/PRP,16DI10DO,ABB/FINLAN | ea | E31 | 13 | 13 | ea | MPR,REX615_1RZ7 (REX615A10GN+AIM16+AIM6+APP1+APP5+APP9+BIO5+CMP1+COM31+HMI1+PCL1+PSM4+SCT2),INPUT:In1/5A Un:60-210V,AUX POWER:DC60-250V/AC100-240V,IEC61850,100BASE TX(3xRJ45) with HSR/PRP,16DI 10DO,ABB/FINLAND
ED | 1526 | Parts | Hoang Xuân Khải | OCR | A19700301 | 15260003358 | OCR,P3U30-6AAA2BBAA,INPUT:In1/5A,Un:110~230Vac/dc,50/60Hz,AUX.POWER:48~230VAC/VDC,FLUSH MOUNTING,Modbus RTU,RS485,16DI8DO,SCHNEIDER/LATVIA | ea | M10 | 2 | 2 | ea | OCR,P3U30-6AAA2B+K1+J14:R14,Un:AC/DC 110-230V,INPUT:In1/5A,50/60Hz,AUX.POWER:AC/DC 48-230V,FLUSH MOUNTING,Modbus RTU RS485 16DI8DO,SCHNEIDER/LATVIA
ED | 1571 | Parts | Hoang Xuân Khải | SYNCHRO CHECK RELAY | A20600014 |  | SYNCHRO CHECK RELAY,REX640E_B (REX640B20GC+AIM1+AIM1+APP53+BIO2+BIO2+BIO2+CMP2+COM4+MCT2+PCL5+PSM2+SCT1),SUE4000,INPUT:In1/5A,Un:57~240V,50/60Hz,48-250VDC/100-240VAC,W/HMI,IEC61850 & Modbus,APP53: 3CB,3xRJ45,ABB/FINLAND | ea | E31 | 2 | 2 | #N/A | #N/A
ED | 1601 | Parts | Hoang Xuân Khải | UVR | A21000075 | 16010000385 | UVR,MX210,380V~415VAC(+-20%)/220V~240VAC(+-20%),3P,45-65Hz,MIKRO/MALAYSIA | ea | M10 | 3 | 3 | ea | UVR,MX210,AC380-415V(+-20%)/AC220-240V(+-20%),3P,45-65Hz,MIKRO/MALAYSIA
ED | 1831 | Parts | Hoang Xuân Khải | ARC | A21200013 |  | ARC,ASSEMBLY, ARC PROTECTION RELAY,AP-R-RS-M-5A-50/60-R2,S44317286 50/60HZ,K CODE 10140000649,LS ELECTRIC/KOREA | set | E31 | 8 | 8 | #N/A | #N/A
ED | 1831 | Parts | Hoang Xuân Khải | ARC | A21200014 |  | ARC,ASSEMBLY, SELECTIVE SLAVE UNIT,AP-R-SS-R2,S44317289,VEST,K CODE 10140000652,LS ELECTRIC/KOREA | set | E31 | 24 | 24 | #N/A | #N/A
ED | 1287 | Parts | Nguyễn Công Hùng | AUX RELAY | A22300106 | 1389102000 | AUX RELAY,MR-4,DC 110V,4a,LSIS/KOREA | ea | M10 | 2 | 2 | ea | MR-4 DC110V 4a (Metasol) EXP (MR4-40-FD-E)
ED |  | Parts | Nguyễn Công Hùng | AUX RELAY | A22300663 | 10140001015 | AUX RELAY,VDF-10,DC 110V,WITHOUT/SOCKET,ARTECHE/SPAIN | ea | M10 | 1 | 1 | ea | ASS'Y,TRIP CIRCUIT RELAY,VDF-10,AUX POWER:DC110V‚WITHOUT/SOCKET,ARTECHE/SPAIN
ED | 1287 | Parts | Nguyễn Công Hùng | AUX RELAY | A22300683 | 12870001026 | AUX RELAY,YSMY05-2P220DSL,DC 220V,AUX.CONTACT:2C,W/SOCKET YSSKMY-2,LED,YONGSUNG/KOREA | ea | M10 | 216 | 216 | ea | AUX RELAY,YSMY05-2P220DSL,COIL VOLTAGE:DC220V,AUX.CONTACT:2C,W/SOCKET YS SKMY-2,LED,YONGSUNG/KOREA
ED | 1287 | Parts | Nguyễn Công Hùng | AUX RELAY | A22300686 | 12870000996 | AUX RELAY,YSMY03-4P110DSL,DC 110V,AUX.CONTACT:4C,W/SOCKET YSSKMY-4,YONGSUNG/KOREA | ea | M10 | 52 | 52 | ea | AUX RELAY,YSMY03-4P110DSL,COIL VOLTAGE:DC110V,AUX.CONTACT:4C,W/SOCKET YS SKMY-4,LED,YONGSUNG/KOREA
ED | 1287 | Parts | Nguyễn Công Hùng | AUX RELAY | A22300692 | 12870000998 | AUX RELAY,YSMY05-2P110DSL,DC 110V,AUX.CONTACT:2C,W/SOCKET YSSKMY-2,LED,YONGSUNG/KOREA | ea | M10 | 10 | 10 | ea | AUX RELAY,YSMY05-2P110DSL,COIL VOLTAGE:DC110V,AUX.CONTACT:2C,W/SOCKET YS SKMY-2,LED,YONGSUNG/KOREA
ED | 1287 | Parts | Nguyễn Công Hùng | AUX RELAY | A22300711 | 12870001027 | AUX RELAY,RN4S-NL-A115,AC 115V,50Hz,AUX.CONTACT:4C,W/SOCKET SN4S-05D,IDEC/CHINA | ea | M10 | 9 | 9 | ea | AUX RELAY,RN4S-NL-A115,COIL VOLTAGE:AC115V,50/60Hz,AUX.CONTACT:4C,W/SOCKET SN4S-05D,IDEC/CHINA
ED | 1287 | Parts | Nguyễn Công Hùng | AUX RELAY | A22300713 | 12870000999 | AUX RELAY,YSLY10-4P024DSD,DC 24V,AUX.CONTACT:4C,W/SOCKET,DIODE,YONGSUNG/KOREA | ea | M10 | 1 | 1 | ea | AUX RELAY,YSLY10-4P024DSD,COIL VOLTAGE:DC24V,AUX.CONTACT:4C,W/SOCKET YS SKLY-4,DIODE,YONGSUNG/KOREA
ED | 1287 | Parts | Nguyễn Công Hùng | AUX RELAY | A22300715 | 12870001028 | AUX RELAY,RF-4R,AUX.VOLTAGE:DC110V,AUX.CONTACT:4C,WITHOUT/SOCKET,ARTECHE/SPAIN | ea | M10 | 8 | 8 | ea | AUX RELAY,RF-4R,COIL VOLTAGE:DC110V,AUX.CONTACT:4C,WITHOUT SOCKET,ARTECHE/SPAIN
ED | 1287 | Parts | Nguyễn Công Hùng | AUX RELAY | A22300716 | 12870001001 | AUX RELAY,YSMY03-4P230ASL,AC 230V,50/60Hz,AUX.CONTACT:4C,W/SOCKET YSSKMY-4,LED,YONGSUNG/KOREA | ea | M10 | 44 | 44 | ea | AUX RELAY,YSMY03-4P230ASL,COIL VOLTAGE:AC230V,50/60Hz,AUX.CONTACT:4C,W/SOCKET YS SKMY-4,LED,YONGSUNG/KOREA
ED | 1287 | Parts | Nguyễn Công Hùng | AUX RELAY | A22300718 | 12870001029 | AUX RELAY,YSLY10-2P024DSL,DC 24V,AUX.CONTACT:2C,W/SOCKET YS SKLY-2,LED,YONGSUNG/KOREA | ea | M10 | 68 | 68 | ea | AUX RELAY,YSLY10-2P024DSL,COIL VOLTAGE:DC24V,AUX.CONTACT:2C,W/SOCKET YS SKLY-2,LED,YONGSUNG/KOREA
ED | 1287 | Parts | Nguyễn Công Hùng | AUX RELAY | A22300727 | 12870001006 | AUX RELAY,YSLY10-4P024DSLD,DC 24V,AUX.CONTACT:4C,W/SOCKET,DIODE,LED,YONGSUNG/KOREA | ea | E31 | 13 | 13 | ea | AUX RELAY,YSLY10-4P024DSLD,COIL VOLTAGE:DC24V,AUX.CONTACT:4C,W/SOCKET YS SKLY-4,DIODE,LED,YONGSUNG/KOREA
ED | 1287 | Parts | Nguyễn Công Hùng | AUX RELAY | A22300727 | 12870001006 | AUX RELAY,YSLY10-4P024DSLD,DC 24V,AUX.CONTACT:4C,W/SOCKET,DIODE,LED,YONGSUNG/KOREA | ea | M10 | 1 | 1 | ea | AUX RELAY,YSLY10-4P024DSLD,COIL VOLTAGE:DC24V,AUX.CONTACT:4C,W/SOCKET YS SKLY-4,DIODE,LED,YONGSUNG/KOREA
ED | 1287 | Parts | Nguyễn Công Hùng | AUX RELAY | A22300732 | 12870001007 | AUX RELAY,YSMY03-4P125DSL,DC 125V,AUX.CONTACT:4C,W/SOCKET YSSKMY-4,LED,YONGSUNG/KOREA | ea | M10 | 8 | 8 | ea | AUX RELAY,YSMY03-4P125DSL,COIL VOLTAGE:DC125V,AUX.CONTACT:4C,W/SOCKET YS SKMY-4,LED,YONGSUNG/KOREA
ED | 1287 | Parts | Nguyễn Công Hùng | AUX RELAY | A22300735 | 12870000989 | AUX RELAY,HMY2SN-D24,DC 24V,AUX.CONTACT:2C,5A,W/Socket HMY2S and hold down clip,LED,HIVERO/CHINA | ea | M10 | 11 | 11 | ea | AUX RELAY,HMY2SN-D24,COIL VOLTAGE:DC24V,AUX.CONTACT:2C,W/SOCKET HMY2S,LED,HOLD DOWN CLIP,HIVERO/CHINA
ED | 1287 | Parts | Nguyễn Công Hùng | AUX RELAY | A22300738 | 12870000977 | AUX RELAY,HMY4SN-A220,AC220V,50/60Hz,AUX.CONTACT:4C,5A,W/Socket HMY4S and hold down clip,LED,HIVERO/CHINA | ea | M10 | 4 | 4 | ea | AUX RELAY,HMY4SN-A220,COIL VOLTAGE:AC220V,50/60Hz,AUX.CONTACT:4C,W/SOCKET HMY4S,LED,HOLD DOWN CLIP,HIVERO/CHINA
ED | 1287 | Parts | Nguyễn Công Hùng | AUX RELAY | A22300739 | 12870000978 | AUX RELAY,HMY4SN-A110,AC 110V,50/60Hz,AUX.CONTACT:4C,5A,W/Socket HMY4S and hold down clip,LED,HIVERO/CHINA | ea | M10 | 9 | 9 | ea | AUX RELAY,HMY4SN-A110,COIL VOLTAGE:AC110V,50/60Hz,AUX.CONTACT:4C,W/SOCKET HMY4S,LED,HOLD DOWN CLIP,HIVERO/CHINA
ED | 1287 | Parts | Nguyễn Công Hùng | AUX RELAY | A22300740 | 12870000979 | AUX RELAY,HMY4SN-D110,DC110V,AUX.CONTACT:4C,5A,W/Socket HMY4S and hold down clip,LED,HIVERO/CHINA | ea | E31 | 2 | 2 | ea | AUX RELAY,HMY4SN-D110,COIL VOLTAGE:DC110V,AUX.CONTACT:4C,W/SOCKET HMY4S,LED,HOLD DOWN CLIP,HIVERO/CHINA
ED | 1287 | Parts | Nguyễn Công Hùng | AUX RELAY | A22300740 | 12870000979 | AUX RELAY,HMY4SN-D110,DC110V,AUX.CONTACT:4C,5A,W/Socket HMY4S and hold down clip,LED,HIVERO/CHINA | ea | M10 | 35 | 35 | ea | AUX RELAY,HMY4SN-D110,COIL VOLTAGE:DC110V,AUX.CONTACT:4C,W/SOCKET HMY4S,LED,HOLD DOWN CLIP,HIVERO/CHINA
ED | 1287 | Parts | Nguyễn Công Hùng | AUX RELAY | A22300741 | 12870000980 | AUX RELAY,HMY4SN-D24,DC24V,AUX.CONTACT:4C,5A,W/Socket HMY4S and hold down clip,LED,HIVERO/CHINA | ea | M10 | 1 | 1 | ea | AUX RELAY,HMY4SN-D24,COIL VOLTAGE:DC24V,AUX.CONTACT:4C,W/SOCKET HMY4S,LED,HOLD DOWN CLIP,HIVERO/CHINA
ED | 1287 | Parts | Nguyễn Công Hùng | AUX RELAY | A22300742 | 12870000981 | AUX RELAY,HMY4SN-D220,DC220V,AUX.CONTACT:4C,5A,W/Socket HMY4S and hold down clip,LED,HIVERO/CHINA | ea | M10 | 46 | 46 | ea | AUX RELAY,HMY4SN-D220,COIL VOLTAGE:DC220V,AUX.CONTACT:4C,W/SOCKET HMY4S,LED,HOLD DOWN CLIP,HIVERO/CHINA
ED | 1287 | Parts | Nguyễn Công Hùng | AUX RELAY | A22300743 | 12870000982 | AUX RELAY,HMY4SN-A240,AC 230/240V,50/60Hz,AUX.CONTACT:4C,5A,W/Socket HMY4S and hold down clip,LED,HIVERO/CHINA | ea | M10 | 8 | 8 | ea | AUX RELAY,HMY4SN-A240,COIL VOLTAGE:AC230/240V,50/60Hz,AUX.CONTACT:4C,W/SOCKET HMY4S,LED,HOLD DOWN CLIP,HIVERO/CHINA
ED | 1287 | Parts | Nguyễn Công Hùng | AUX RELAY | A22300744 | 12870001030 | AUX RELAY,HLY2SN-A220,AC220V,50/60Hz,AUX.CONTACT:2C,10A,W/Socket HLY2S and hold down clip,LED,HIVERO/CHINA | ea | M10 | 4 | 4 | ea | AUX RELAY,HLY2SN-A220,COIL VOLTAGE:AC220V,50/60Hz,AUX.CONTACT:2C,W/SOCKET HLY2S,LED,HOLD DOWN CLIP,HIVERO/CHINA
ED | 1287 | Parts | Nguyễn Công Hùng | AUX RELAY | A22300746 | 12870000973 | AUX RELAY,HLY2SN-D110,DC110V,AUX.CONTACT:2C,10A,W/Socket HLY2S and hold down clip,LED,HIVERO/CHINA | ea | M10 | 1 | 1 | ea | AUX RELAY,HLY2SN-D110,COIL VOLTAGE:DC110V,AUX.CONTACT:2C,W/SOCKET HLY2S,LED,HOLD DOWN CLIP,HIVERO/CHINA
ED | 1287 | Parts | Nguyễn Công Hùng | AUX RELAY | A22300747 | 12870000974 | AUX RELAY,HLY2SN-D24,DC24V,AUX.CONTACT:2C,10A,W/Socket HLY2S and hold down clip,LED,HIVERO/CHINA | ea | M10 | 8 | 8 | ea | AUX RELAY,HLY2SN-D24,COIL VOLTAGE:DC24V,AUX.CONTACT:2C,W/SOCKET HLY2S,LED,HOLD DOWN CLIP,HIVERO/CHINA
ED | 1287 | Parts | Nguyễn Công Hùng | AUX RELAY | A22300747 | 12870000974 | AUX RELAY,HLY2SN-D24,DC24V,AUX.CONTACT:2C,10A,W/Socket HLY2S and hold down clip,LED,HIVERO/CHINA | ea | V10 | 1 | 1 | ea | AUX RELAY,HLY2SN-D24,COIL VOLTAGE:DC24V,AUX.CONTACT:2C,W/SOCKET HLY2S,LED,HOLD DOWN CLIP,HIVERO/CHINA
ED | 1287 | Parts | Nguyễn Công Hùng | AUX RELAY | A22300749 | 12870000983 | AUX RELAY,HLY4SN-D110,DC110V,AUX.CONTACT:4C,10A,W/Socket HLY4S and hold down clip,LED,HIVERO/CHINA | ea | M10 | 107 | 107 | ea | AUX RELAY,HLY4SN-D110,COIL VOLTAGE:DC110V,AUX.CONTACT:4C,W/SOCKET HLY4S,LED,HOLD DOWN CLIP,HIVERO/CHINA
ED | 1287 | Parts | Nguyễn Công Hùng | AUX RELAY | A22300750 | 12870000984 | AUX RELAY,HLY4SN-D24,DC24V,AUX.CONTACT:4C,10A,W/Socket HLY4S and hold down clip,LED,HIVERO/CHINA | ea | M10 | 3 | 3 | ea | AUX RELAY,HLY4SN-D24,COIL VOLTAGE:DC24V,AUX.CONTACT:4C,W/SOCKET HLY4S,LED,HOLD DOWN CLIP,HIVERO/CHINA
ED | 1287 | Parts | Nguyễn Công Hùng | AUX RELAY | A22300759 | 12870001009 | AUX RELAY,YSMY03-4P024ASL,AC 24V,AUX.CONTACT:4C,W/SOCKET YSSKMY-4,LED,YONGSUNG/KOREA | ea | M10 | 12 | 12 | ea | AUX RELAY,YSMY03-4P024ASL,COIL VOLTAGE:AC24V,50/60Hz,AUX.CONTACT:4C,W/SOCKET YS SKMY-4,LED,YONGSUNG/KOREA
ED | 1287 | Parts | Nguyễn Công Hùng | AUX RELAY | A22300764 | 12870001031 | AUX RELAY,RN2S-NL-D24,DC24V,AUX.CONTACT:2C,W/SOCKET SN2S-05D,IDEC/CHINA | ea | M10 | 8 | 8 | ea | AUX RELAY,RN2S-NL-D24,COIL VOLTAGE:DC24V,AUX.CONTACT:2C,W/SOCKET SN2S-05D,IDEC/CHINA
ED | 1287 | Parts | Nguyễn Công Hùng | AUX RELAY | A22300765 | 12870001032 | AUX RELAY,RN4S-NL-A230,AC 230V,50Hz,AUX.CONTACT:4C,W/SOCKET SN4S-05D,IDEC/CHINA | ea | M10 | 4 | 4 | ea | AUX RELAY,RN4S-NL-A230,COIL VOLTAGE:AC230V,50/60Hz,AUX.CONTACT:4C,W/SOCKET SN4S-05D,IDEC/CHINA
ED | 1287 | Parts | Nguyễn Công Hùng | AUX RELAY | A22300773 | 12870001014 | AUX RELAY,MM2PN,DC 100/110V,AUX.CONTACT:2C,W/SOCKET 8PFA( 8 PIN),OMRON/JAPAN | ea | M10 | 285 | 285 | ea | AUX RELAY,MM2PN,COIL VOLTAGE:DC100/110V,AUX.CONTACT:2C,W/SOCKET 8PFA(8 PIN),OMRON/JAPAN
ED | 1287 | Parts | Nguyễn Công Hùng | AUX RELAY | A22300775 | 12870001033 | AUX RELAY,LY4N,AC 200/220V,50/60Hz,AUX.CONTACT:4C,W/SOCKET PTFZ-14-E(14 PIN)& HOLD DOWN CLIP PYC-A1,PLUG-IN TERMINAL TYPE,OMRON/INDONESIA | ea | M10 | 220 | 220 | ea | AUX RELAY,LY4N,COIL VOLTAGE:AC200/220V,50/60Hz,AUX.CONTACT:4C,W/SOCKET PTFZ-14-E(14 PIN),HOLD DOWN CLIP PYC-A1,OMRON/INDONESIA
ED | 1266 | Parts | Nguyễn Công Hùng | DS | A22400040 |  | DS,SDV/1SR/H20,1P,Rated Voltage/BIL(kV): 7.2/60,200A,60Hz,AUX.CONTACT:2A2B,MANUAL OPERATION,SHINWOO ELECTRIC/KOREA | ea | E31 | 20 | 20 | #N/A | #N/A
ED | 1266 | Parts | Nguyễn Công Hùng | DS | A22400051 |  | DS,SDV/3S/H125,3P,Rated Voltage/BIL(kV): 7.2/60,1250A,50/60Hz,4A4B,WITH MOTOR DRIVER 110VDC ON RIGHT SIDE,31.5KA/2S,SHINWOO ELECTRIC/KOREA | ea | E31 | 1 | 1 | #N/A | #N/A
ED | 1271 | Parts | Nguyễn Công Hùng | ES | A22500117 |  | ES,SJE-CN2420G-C3A3M(P=230mm)-VINA-MIRROR,3P,24kV,50/60Hz,21kA/3 Sec,BIL:24/50/125kV,4A4B,M0/E0,VD,W/INTERLOCK COIL 110VDC,SANJEON/KOREA | ea | E31 | 3 | 3 | #N/A | #N/A
ED | 1271 | Parts | Nguyễn Công Hùng | ES | A22500142 |  | ES,SJE-SN2425D-C3A4(P=275mm),3P,24kV,50/60Hz,25KA/3SEC,BIL:50/125kV,AUX 6A6B, INTERLOCK COIL 110VDC,W/OPERATING MECHANISM KIT,DWG NUMBER: 12710000461,FOR VCB VL-20H,SANJEON/KOREA | ea | M10 | 1 | 1 | #N/A | #N/A
ED | 1271 | Parts | Nguyễn Công Hùng | ES | A22500189 |  | ES,VES-12H32A13-A4P(P=150mm),3P,12kV,50/60Hz,31.5kA/3SEC,BIL:75kV,FOR VL-12H32A06/13/20,W/INTERLOCK KIT (SEK/MH725-VN),W/COIL:DC110V,WITHOUT HANDLE,AUX CONTACT: 6A6B,SHINWOO/KOREA | ea | M10 | 1 | 1 | #N/A | #N/A
ED | 1271 | Parts | Nguyễn Công Hùng | ES | A22500200 |  | ES,SJE-SN1232A-C3A4(P=150mm),3P,12kV,50/60Hz,31.5kA/3SEC,BIL:28/75kV,AUX 6A6B,INTERLOCK COIL 110VDC,W/OPERATING MECHANISM KIT,DRAWING NO.:12710000478,SANJEON/KOREA | ea | E31 | 2 | 2 | #N/A | #N/A
ED | 1271 | Parts | Nguyễn Công Hùng | ES | A22500201 |  | ES,SJE-SN1225A-C3A4(P=150mm),3P,12kV,50/60Hz,25KA/3SEC,BIL:28/75kV,AUX 6A6B, INTERLOCK COIL 110VDC,SANJEON/KOREA | ea | E31 | 9 | 9 | #N/A | #N/A
ED | 1271 | Parts | Nguyễn Công Hùng | ES KIT | A22510008 |  | ES KIT,E/S Interlock Assy 17.5KV,VH-12H50D40,4000A,K dwg number:W44292228 | set | M10 | 10 | 10 | #N/A | #N/A
ED | 1281 | Parts | Nguyễn Công Hùng | LBS | A22700098 |  | LBS,LS-AG-24-21-06,Volt/BIL(kV):24/125kV,630A,50/60Hz,21kA/3s(25kA/1s),Manual oper.,W/key lock main& ES for open/close,contact main& ES each 2a2b,SF6 presure gauge with contact for SF6 presure,LSIS/KOREA | ea | M10 | 42 | 42 | #N/A | #N/A
ED | 1281 | Parts | Nguyễn Công Hùng | LBS | A22700098 |  | LBS,LS-AG-24-21-06,Volt/BIL(kV):24/125kV,630A,50/60Hz,21kA/3s(25kA/1s),Manual oper.,W/key lock main& ES for open/close,contact main& ES each 2a2b,SF6 presure gauge with contact for SF6 presure,LSIS/KOREA | ea | V10 | 2 | 2 | #N/A | #N/A
ED | 1281 | Parts | Nguyễn Công Hùng | LBS | A22700101 |  | LBS,LS-AG-24-21-06,Rated Voltage/BIL(kV): 24/125,630A,50/60Hz,21kA/3s(25kA/1s),Motor oper. 110Vdc,W/key lock main& ES,2a2b,SF6 presure gauge with contact for SF6 presure,door interlock,LSIS/KOREA | ea | M10 | 26 | 26 | #N/A | #N/A
ED | 1281 | Parts | Nguyễn Công Hùng | LBS | A22700102 |  | LBS,LF-AG-24-21-06,Rated Voltage/BIL(kV): 24/125,630A,50/60Hz,21kA/3s(25kA/1s),Manual oper.,W/Sec. ES,key lock main&ES,2a2b,fuse Holder,fuse blow 1C,SF6 with contact for SF6 presure,door interlock,LSIS/KO | ea | M10 | 15 | 15 | #N/A | #N/A
ED | 1281 | Parts | Nguyễn Công Hùng | LBS | A22700104 |  | LBS,LF-AG-24-21-06,24kV,630A,50/60Hz,21kA/3s(25kA/1s),W/Second ES,Motor oper. 110Vdc,W/Fuse holders,W/key lock main& ES for open/close,contact main& ES each 2a2b,fuse blow 1C,SF6 presure gauge with contac | ea | M10 | 15 | 15 | #N/A | #N/A
ED | 1281 | Parts | Nguyễn Công Hùng | LBS PART | A22750020 | 12820000001 | LBS PART,Key Lock,Main equipment open position,EA S.R.L./Italy | set | M10 | 60 | 60 | set | LBS PART,Key Lock,Main equipment open position,EA S.R.L./Italy
ED | 1281 | Parts | Nguyễn Công Hùng | LBS PART | A22750021 | 12820000002 | LBS PART,Key Lock,Earthing switch open position,EA S.R.L./Italy | set | M10 | 141 | 141 | set | LBS PART,Key Lock,Earthing switch open position,EA S.R.L./Italy
ED | 1281 | Parts | Nguyễn Công Hùng | LBS PART | A22750022 | 12820000003 | LBS PART,Key Lock,Main equipment close position,EA S.R.L./Italy | set | M10 | 58 | 58 | set | LBS PART,Key Lock,Main equipment close position,EA S.R.L./Italy
ED | 1281 | Parts | Nguyễn Công Hùng | LBS PART | A22750023 | 12820000004 | LBS PART,Key Lock,Earthing switch close position,EA S.R.L./Italy | set | M10 | 94 | 94 | set | LBS PART,Key Lock,Earthing switch close position,EA S.R.L./Italy
RMU | 1281 | Parts |  | LBS PART | A22750032 | 7231VR70002 | LBS PART,LBS MOTOR (GEAR BOX),TOTAL ASSY,GEARBOX DC 24V LINK,PACKING,GRMU COM, K CODE 72313570002 | ea | M10 | 3 | 3 | ea | TOTAL ASS'Y,GEARBOX DC 24V LINK,PACKING,GRMU COM,VR
ED | 1286 | Parts | Trương Minh Chung | MC | A22800264 |  | MC,SL-T50 MC-AC100V MT-AC100V,3P,100~127VAC,50/60Hz,2NO2NC,MITSUBISHI/JAPAN | ea | M10 | 3 | 3 | #N/A | #N/A
ED | 1286 | Parts | Trương Minh Chung | MC | A22800265 |  | MC,SL-T100 MC-AC100V MT-AC100V,3P,100~127VAC,50/60Hz,1NO2NC,MITSUBISHI/JAPAN | ea | M10 | 3 | 3 | #N/A | #N/A
ED | 2551 | Parts | Trương Minh Chung | CAM S/W | A24000028 | 25510003025 | CAM S/W,AM.METER SWITCH,YS C4307-54MRB,W/NP:OFF-R-S-T,YONGSUNG/KOREA | ea | M10 | 6 | 6 | ea | CAM S/W,YSC4307-54MRB,W/NP:OFF-R-S-T,AM.METER SWITCH,YONGSUNG/KOREA
ED | 2551 | Parts | Trương Minh Chung | CAM S/W | A24000030 | 25510003027 | CAM S/W,AM.METER SWITCH,YS C4213-54MRB,W/NP:OFF-R-S-T,YONGSUNG/KOREA | ea | E31 | 2 | 2 | ea | CAM S/W,YSC4213-54MRB,W/NP:OFF-R-S-T,AM.METER SWITCH,YONGSUNG/KOREA
ED | 2551 | Parts | Trương Minh Chung | CAM S/W | A24000030 | 25510003027 | CAM S/W,AM.METER SWITCH,YS C4213-54MRB,W/NP:OFF-R-S-T,YONGSUNG/KOREA | ea | M10 | 2 | 2 | ea | CAM S/W,YSC4213-54MRB,W/NP:OFF-R-S-T,AM.METER SWITCH,YONGSUNG/KOREA
ED | 2551 | Parts | Trương Minh Chung | CAM S/W | A24000031 | 25510003028 | CAM S/W,YS C2201-59MOB,W/NP:MANUAL-AUTO,CONTACT 2a2b,YONGSUNG/KOREA | ea | E31 | 5 | 5 | ea | CAM S/W,YSC2201-59MOB,W/NP:MANUAL-AUTO,CONTACT 2a2b,YONGSUNG/KOREA
ED | 2551 | Parts | Trương Minh Chung | CAM S/W | A24000032 | 25510003029 | CAM S/W,PULL SELECT SWITCH&AUTO RETURN,YSDNC3102A-54RP10B,W/NP:OFF-ON,CONTACT 1a1b,YONGSUNG/KOREA | ea | E31 | 8 | 8 | ea | CAM S/W,YSDNC3102A-54RP10B,W/NP:OFF-ON,PULL SELECT SWITCH&AUTO RETURN,CONTACT 1a1b,YONGSUNG/KOREA
ED | 2551 | Parts | Trương Minh Chung | CAM S/W | A24000032 | 25510003029 | CAM S/W,PULL SELECT SWITCH&AUTO RETURN,YSDNC3102A-54RP10B,W/NP:OFF-ON,CONTACT 1a1b,YONGSUNG/KOREA | ea | M10 | 1 | 1 | ea | CAM S/W,YSDNC3102A-54RP10B,W/NP:OFF-ON,PULL SELECT SWITCH&AUTO RETURN,CONTACT 1a1b,YONGSUNG/KOREA
ED | 2551 | Parts | Trương Minh Chung | CAM S/W | A24000035 | 25510003055 | CAM S/W,YSDNC2201-59MR10B,W/NP:LOCAL-REMOTE,CONTACT 2a2b,YONGSUNG/KOREA | ea | E31 | 3 | 3 | ea | CAM S/W,YSDNC2201-59MR10B,W/NP:LOCAL-REMOTE,CONTACT 2a2b,YONGSUNG/KOREA
ED | 2551 | Parts | Trương Minh Chung | CAM S/W | A24000052 | 25510003030 | CAM S/W,YS C2201-54MOB,W/NP:LOCAL-REMOTE,CONTACT 2a2b,YONGSUNG/KOREA | ea | M10 | 1 | 1 | ea | CAM S/W,YSC2201-54MOB,W/NP:LOCAL-REMOTE,CONTACT 2a2b,YONGSUNG/KOREA
ED | 2551 | Parts | Trương Minh Chung | CAM S/W | A24000137 | 25510003031 | CAM S/W,VOL.METER SWITCH 3P4W,YSDNC7602-54MR10B,W/NP:OFF-RS-ST-TR-RN-SN-TN,YONGSUNG/KOREA | ea | M10 | 5 | 5 | ea | CAM S/W,YSDNC7602-54MR10B,W/NP:OFF-RS-ST-TR-RN-SN-TN,VOL.METER SWITCH,YONGSUNG/KOREA
ED | 2551 | Parts | Trương Minh Chung | CAM S/W | A24000139 | 25510003032 | CAM S/W,PULL SELECT SWITCH&AUTO RETURN,YSDNC3102-54RP10B,W/NP:OFF-ON,CONTACT 1a1b,YONGSUNG/KOREA | ea | M10 | 2 | 2 | ea | CAM S/W,YSDNC3102-54RP10B,W/NP:OFF-ON,PULL SELECT SWITCH&AUTO RETURN,CONTACT 1a1b,YONGSUNG/KOREA
ED | 2551 | Parts | Trương Minh Chung | CAM S/W | A24000149 | 25510003033 | CAM S/W,YS C2201-59MOB,W/NP:LOCAL-REMOTE,CONTACT 2a2b,YONGSUNG/KOREA | ea | M10 | 4 | 4 | ea | CAM S/W,YSC2201-59MOB,W/NP:LOCAL-REMOTE,CONTACT 2a2b,YONGSUNG/KOREA
ED | 2551 | Parts | Trương Minh Chung | CAM S/W | A24000160 | 25510003034 | CAM S/W,YS 5C2207-34MKB,W/NP:LOCAL-REMOTE,CONTACT 2a2b,YONGSUNG/KOREA | ea | E31 | 7 | 7 | ea | CAM S/W,YS5C2207-34MKB,W/NP:LOCAL-REMOTE,CONTACT 2a2b,YONGSUNG/KOREA
ED | 2551 | Parts | Trương Minh Chung | CAM S/W | A24000160 | 25510003034 | CAM S/W,YS 5C2207-34MKB,W/NP:LOCAL-REMOTE,CONTACT 2a2b,YONGSUNG/KOREA | ea | M10 | 8 | 8 | ea | CAM S/W,YS5C2207-34MKB,W/NP:LOCAL-REMOTE,CONTACT 2a2b,YONGSUNG/KOREA
ED | 2551 | Parts | Trương Minh Chung | CAM S/W | A24000162 | 25510003028 | CAM S/W,YS C2201-59MOB,W/NP:MANUAL-AUTO,2POSITION 2CONTACT BLOCK,CONTACT 2a2b,2 STAGE,YONGSUNG/KOREA | ea | M10 | 2 | 2 | ea | CAM S/W,YSC2201-59MOB,W/NP:MANUAL-AUTO,CONTACT 2a2b,YONGSUNG/KOREA
ED | 2551 | Parts | Trương Minh Chung | CAM S/W | A24000175 | 25510003035 | CAM S/W,PULL SELECT SWITCH&AUTO RETURN,YSDNC3205-54RP10B,W/NP:OFF-ON,CONTACT 2a2b,YONGSUNG/KOREA | ea | M10 | 1 | 1 | ea | CAM S/W,YSDNC3205-54RP10B,W/NP:OFF-ON,PULL SELECT SWITCH&AUTO RETURN,CONTACT 2a2b,YONGSUNG/KOREA
ED | 2551 | Parts | Trương Minh Chung | CAM S/W | A24000191 | 25510003036 | CAM S/W,PULL SELECT SWITCH&AUTO RETURN,YSDNC3205-54RP10B,W/NP:OPEN-CLOSE,CONTACT 2a2b,YONGSUNG/KOREA | ea | M10 | 4 | 4 | ea | CAM S/W,YSDNC3205-54RP10B,W/NP:OPEN-CLOSE,PULL SELECT SWITCH&AUTO RETURN,CONTACT 2a2b,YONGSUNG/KOREA
ED | 2551 | Parts | Trương Minh Chung | CAM S/W | A24000208 | 25510003037 | CAM S/W,PULL SELECT SWITCH&AUTO RETURN,YS C3102A-54RSB,W/NP:OFF-ON,YONGSUNG/KOREA | ea | E31 | 5 | 5 | ea | CAM S/W,YSC3102A-54RSB,W/NP:OFF-ON,PULL SELECT SWITCH&AUTO RETURN,CONTACT 1a1b,YONGSUNG/KOREA
ED | 2551 | Parts | Trương Minh Chung | CAM S/W | A24000220 | 25510003038 | CAM S/W,AM.METER SWITCH,YS DNC4307-54MR10B,W/NP:OFF-R-S-T,YONGSUNG/KOREA | ea | M10 | 5 | 5 | ea | CAM S/W,YSDNC4307-54MR10B,W/NP:OFF-R-S-T,AM.METER SWITCH,YONGSUNG/KOREA
ED | 2551 | Parts | Trương Minh Chung | CAM S/W | A24000259 | 25510003039 | CAM S/W,VOL.METER SWITCH 3P4W,YSDNC7602-54MR10B,W/NP:OFF-AB-BC-CA-AN-BN-CN,YONGSUNG/KOREA | ea | M10 | 1 | 1 | ea | CAM S/W,YSDNC7602-54MR10B,W/NP:OFF-AB-BC-CA-AN-BN-CN,VOL.METER SWITCH,YONGSUNG/KOREA
ED | 2551 | Parts | Trương Minh Chung | CAM S/W | A24000285 | 25510003040 | CAM S/W,AM.METER SWITCH,YS DNC4307-54MR10B,W/NP:OFF-A-B-C,YONGSUNG/KOREA | ea | M10 | 1 | 1 | ea | CAM S/W,YSDNC4307-54MR10B,W/NP:OFF-A-B-C,AM.METER SWITCH,YONGSUNG/KOREA
ED | 2551 | Parts | Trương Minh Chung | CAM S/W | A24000297 | 25510003026 | CAM S/W,PULL SELECT SWITCH&AUTO RETURN,HC3205 PPB10,W/NP:OPEN-CLOSE,CONTACT 2a2b,HIVERO/KOREA | ea | M10 | 11 | 11 | ea | CAM S/W,HC3205 PPB10,W/NP:OPEN-CLOSE,PULL SELECT SWITCH&AUTO RETURN,CONTACT 2a2b,HIVERO/KOREA
ED | 2551 | Parts | Trương Minh Chung | CAM S/W | A24000300 | 25510003041 | CAM S/W,PULL SELECT SWITCH&AUTO RETURN,HC3102-PPB10,W/NP:OFF-ON,HIVERO/KOREA | ea | M10 | 9 | 9 | ea | CAM S/W,HC3102 PPB10,W/NP:OFF-ON,PULL SELECT SWITCH&AUTO RETURN,CONTACT 1a1b,HIVERO/KOREA
ED | 2551 | Parts | Trương Minh Chung | CAM S/W | A24000301 | 25510003042 | CAM S/W,HC2201MNB10,W/NP:LOCAL-REMOTE,CONTACT 2a2b,HIVERO/VIETNAM | ea | M10 | 1 | 1 | ea | CAM S/W,HC2201 MNB10,W/NP:LOCAL-REMOTE,CONTACT 2a2b,HIVERO/VIETNAM
ED | 2551 | Parts | Trương Minh Chung | CAM S/W | A24000302 | 25510003043 | CAM S/W,AM.METER SWITCH,HC4307MCB10,W/NP:OFF-L1-L2-L3,HIVERO/VIETNAM | ea | M10 | 3 | 3 | ea | CAM S/W,HC4307 MCB10,W/NP:OFF-L1-L2-L3,AM.METER SWITCH,HIVERO/VIETNAM
ED | 2551 | Parts | Trương Minh Chung | CAM S/W | A24000309 | 25510003056 | CAM S/W,HC2201 MNB10,W/NP:LOCAL-REMOTE,CONTACT 2a2b,HIVERO/KOREA | ea | M10 | 19 | 19 | ea | CAM S/W,HC2201 MNB10,W/NP:LOCAL-REMOTE,CONTACT 2a2b,HIVERO/KOREA
ED | 2551 | Parts | Trương Minh Chung | CAM S/W | A24000310 | 25510003044 | CAM S/W,PULL SELECT SWITCH&AUTO RETURN,YSDNC3305-54RP10B,W/NP:OPEN-CLOSE,CONTACT 3a3b,With Protection PVC cover YS CFPC-5(53x53),YONGSUNG/KOREA | ea | M10 | 1 | 1 | ea | CAM S/W,YSDNC3305-54RP10B,W/NP:OPEN-CLOSE,PULL SELECT SWITCH&AUTO RETURN,CONTACT 3a3b,With Protection PVC cover YS CFPC-5(53x53),YONGSUNG/KOREA
ED | 2551 | Parts | Trương Minh Chung | CAM S/W | A24000313 | 25510003057 | CAM S/W,HC2301 MNB10,W/NP:LOCAL-REMOTE,CONTACT 3a3b,HIVERO/VIETNAM | ea | M10 | 2 | 2 | ea | CAM S/W,HC2301 MNB10,W/NP:LOCAL-REMOTE,CONTACT 3a3b,HIVERO/KOREA
ED | 2551 | Parts | Trương Minh Chung | CAM S/W | A24000318 | 25510003045 | CAM S/W,YSDNC3501-54MO10R,W/NP:MANUAL-ATS-REMOTE,3POSITION 5CONTACT BLOCK,3 STAGE,YONGSUNG/KOREA | ea | E31 | 22 | 22 | ea | CAM S/W,YSDNC3501-54MO10R,W/NP:MANUAL-ATS-REMOTE,YONGSUNG/KOREA
ED | 2551 | Parts | Trương Minh Chung | CAM S/W | A24000320 | 25510003046 | CAM S/W,HC3306 MNB10,W/NP:LOC-SWGR-REM,3 STAGE,HIVERO/VIETNAM | ea | M10 | 4 | 4 | ea | CAM S/W,HC3306 MNB10,W/NP:LOC-SWGR-REM,HIVERO/KOREA
ED | 2551 | Parts | Trương Minh Chung | CAM S/W | A24000321 | 25510003047 | CAM S/W,PULL SELECT SWITCH&AUTO RETURN,YSDNC3102A-54RE10B,W/NP:OPEN-CLOSE,CONTACT 1a1b,Handle Egg type,Standard UL 94/VO,YONGSUNG/KOREA | ea | E31 | 4 | 4 | ea | CAM S/W,YSDNC3102A-54RE10B,W/NP:OPEN-CLOSE,Handle Egg type,PULL SELECT SWITCH&AUTO RETURN,CONTACT 1a1b,Standard UL 94/VO,YONGSUNG/KOREA
ED | 2551 | Parts | Trương Minh Chung | CAM S/W | A24000333 | 25510003048 | CAM S/W,HC3305 MNB10,W/NP:SYNCHRO-OFF-OVERRIDE,CONTACT 3a3b,3 STAGE,HIVERO/VIETNAM | ea | M10 | 1 | 1 | ea | CAM S/W,HC3305 MNB10,W/NP:SYNCHRO-OFF-OVERRIDE,CONTACT 3a3b,HIVERO/VIETNAM
ED | 2551 | Parts | Trương Minh Chung | CAM S/W | A24000345 | 25510003049 | CAM S/W,HC3306 MNB10,W/NP:MANUAL-AUTO-MODIFY,3 STAGE,HIVERO/VIETNAM | ea | M10 | 3 | 3 | ea | CAM S/W,HC3306 MNB10,W/NP:MANUAL-AUTO-MODIFY,HIVERO/KOREA
ED | 2551 | Parts | Trương Minh Chung | CAM S/W | A24000349 | 25510003050 | CAM S/W,PULL SELECT SWITCH&AUTO RETURN,SHCS-CSP,W/NP:OFF-ON,CONTACT 1a1b,SUNGHO/KOREA | ea | M10 | 5 | 5 | ea | CAM S/W,SHCS-CSP,W/NP:OFF-ON,PULL SELECT SWITCH&AUTO RETURN,CONTACT 1a1b,SUNGHO/KOREA
ED | 2551 | Parts | Trương Minh Chung | CAM S/W | A24000350 | 25510003051 | CAM S/W,AM.METER SWITCH,CA34,W/NP:OFF-L1-L2-L3,MUNHEAN/TAIWAN | ea | M10 | 8 | 8 | ea | CAM S/W,CA34,W/NP:OFF-L1-L2-L3,AM.METER SWITCH,MUNHEAN/TAIWAN
ED | 2551 | Parts | Trương Minh Chung | CAM S/W | A24000351 | 25510003052 | CAM S/W,VOL.METER SWITCH,CV34,W/NP:L1L2-L2L3-L1L3-OFF-L1N-L2N-L3N,MUNHEAN/TAIWAN | ea | M10 | 2 | 2 | ea | CAM S/W,CV34,W/NP:L1L2-L2L3-L1L3-OFF-L1N-L2N-L3N,VOL.METER SWITCH,MUNHEAN/TAIWAN
ED | 2566 | Parts | Trương Minh Chung | EMERGENCY-PB | A24200003 |  | EMERGENCY-PB,PUSH LOCK& TURN RESET TYPE,YSASEP3 23-22RA,HOLE:25PI,CAP:30PI,RED COLOR,CONTACT:2a2b,YONGSUNG/KOREA | ea | E31 | 2 | 2 | #N/A | #N/A
ED | 2566 | Parts | Trương Minh Chung | EMERGENCY-PB | A24200023 |  | EMERGENCY-PB,PUSH LOCK& TURN RESET TYPE,HC25ER-2R,HOLE:25PI,CAP:35PI,RED COLOR,CONTACT:2a2b,HIVERO/VIETNAM | ea | M10 | 15 | 15 | #N/A | #N/A
ED | 2571 | Parts | Trương Minh Chung | KEY S/W | A24300027 | 25710000184 | KEY S/W,YS KDNC2405-79M20LN,W/NP:LOCAL-REMOTE,CONTACT 4a4b,KEY REMOVE AT ALL POSITION,2 STAGE,W/KEY,YONGSUNG/KOREA | ea | E31 | 2 | 2 | ea | KEY S/W,YSKDNC2405-79M20LN,W/NP:LOCAL-REMOTE,CONTACT 4a4b,ALL POSITION KEY REMOVE,2 STAGE,YONGSUNG/KOREA
ED | 2571 | Parts | Trương Minh Chung | KEY S/W | A24300027 | 25710000184 | KEY S/W,YS KDNC2405-79M20LN,W/NP:LOCAL-REMOTE,CONTACT 4a4b,KEY REMOVE AT ALL POSITION,2 STAGE,W/KEY,YONGSUNG/KOREA | ea | M10 | 1 | 1 | ea | KEY S/W,YSKDNC2405-79M20LN,W/NP:LOCAL-REMOTE,CONTACT 4a4b,ALL POSITION KEY REMOVE,2 STAGE,YONGSUNG/KOREA
ED | 2571 | Parts | Trương Minh Chung | KEY S/W | A24300053 | 25710000185 | KEY S/W,YSAK2-222KB,CONTACT 2a2b,25PI,2 STAGE,BLACK COLOR,YONGSUNG/KOREA | ea | M10 | 2 | 2 | #N/A | #N/A
ED | 2571 | Parts | Trương Minh Chung | KEY S/W | A24300054 | 25710000186 | KEY S/W,YSK-5C2404-K9M,W/NP:LOCAL-REMOTE,CONTACT 4a4b,YONGSUNG/KOREA | ea | E31 | 2 | 2 | ea | KEY S/W,YSK-5C2404-K9M,W/NP:LOCAL-REMOTE,CONTACT 4a4b,2 STAGE,YONGSUNG/KOREA
ED | 2571 | Parts | Trương Minh Chung | KEY S/W | A24300054 | 25710000186 | KEY S/W,YSK-5C2404-K9M,W/NP:LOCAL-REMOTE,CONTACT 4a4b,YONGSUNG/KOREA | ea | M10 | 1 | 1 | ea | KEY S/W,YSK-5C2404-K9M,W/NP:LOCAL-REMOTE,CONTACT 4a4b,2 STAGE,YONGSUNG/KOREA
ED | 2571 | Parts | Trương Minh Chung | KEY S/W | A24300055 | 25710000187 | KEY S/W,YS KDNC3205-74A20L3N,W/NP:OPEN-CLOSE,CONTACT 2a2b,76x76,KEY REMOVE POSITION IS CENTER,3 STAGE,W/KEY,STANDARD TYPE,YONGSUNG/KOREA | ea | E31 | 2 | 2 | ea | KEY S/W,YSKDNC3205-74A20L3N,W/NP:OPEN-CLOSE,CONTACT 2a2b,76x76,ALL POSITION KEY REMOVE,3 STAGE,YONGSUNG/KOREA
ED | 2571 | Parts | Trương Minh Chung | KEY S/W | A24300055 | 25710000187 | KEY S/W,YS KDNC3205-74A20L3N,W/NP:OPEN-CLOSE,CONTACT 2a2b,76x76,KEY REMOVE POSITION IS CENTER,3 STAGE,W/KEY,STANDARD TYPE,YONGSUNG/KOREA | ea | M10 | 1 | 1 | ea | KEY S/W,YSKDNC3205-74A20L3N,W/NP:OPEN-CLOSE,CONTACT 2a2b,76x76,ALL POSITION KEY REMOVE,3 STAGE,YONGSUNG/KOREA
ED | 2571 | Parts | Trương Minh Chung | KEY S/W | A24300057 | 25710000188 | KEY S/W,YSK-5C2405-K9M,W/NP:LOCAL-REMOTE,CONTACT 4a4b,YONGSUNG/KOREA | ea | E31 | 2 | 2 | ea | KEY S/W,YSK-5C2405-K9M,W/NP:LOCAL-REMOTE,CONTACT 4a4b,2 STAGE,YONGSUNG/KOREA
ED | 2571 | Parts | Trương Minh Chung | KEY S/W | A24300057 | 25710000188 | KEY S/W,YSK-5C2405-K9M,W/NP:LOCAL-REMOTE,CONTACT 4a4b,YONGSUNG/KOREA | ea | M10 | 4 | 4 | ea | KEY S/W,YSK-5C2405-K9M,W/NP:LOCAL-REMOTE,CONTACT 4a4b,2 STAGE,YONGSUNG/KOREA
ED | 2571 | Parts | Trương Minh Chung | KEY S/W | A24300070 | 25710000189 | KEY S/W,YS KDNC2601-79M20LN,W/NP:ABT ENABLE-DISABLE IN,CONTACT 6a6b,KEY REMOVE POSITION IS "ENABLE",2 STAGE,W/KEY,YONGSUNG/KOREA | ea | M10 | 1 | 1 | #N/A | #N/A
ED | 2571 | Parts | Trương Minh Chung | KEY S/W | A24300076 | 25710000190 | KEY S/W,CHR16 RK1615 *EGPR/S1 V760/G001,W/NP:OFF-A TRIP-TIE TRIP-B TRIP,4 POSITION 2 CONTACT BLOCK,KEY TYPE,4 STAGE,K&N/AUSTRIA | ea | E31 | 3 | 3 | ea | KEY S/W,CHR16 RK1615*EGPR/S1 V760/G001,W/NP:OFF-A TRIP-TIE TRIP-B TRIP,2 CONTACT BLOCK,4 STAGE,K&N/AUSTRIA
ED | 2571 | Parts | Trương Minh Chung | KEY S/W | A24300077 | 25710000191 | KEY S/W,CHR16 A723/RK3967/EGPR/S1 V760/G251,W/NP:LOCAL-REMOTE,CONTACT 4a4b,KEY TYPE,K&N/AUSTRIA | ea | E31 | 3 | 3 | ea | KEY S/W,CHR16 A723/RK3967/EGPR/S1 V760/G251,W/NP:LOCAL-REMOTE,CONTACT 4a4b,2 STAGE,K&N/AUSTRIA
ED | 2571 | Parts | Trương Minh Chung | KEY S/W | A24300082 | 25710000192 | KEY S/W,CHR16 1469/EGPR/S1 V760/G251,W/NP:AUTO-OFF-MANUAL,3 POSITIONS 4 CONTACT BLOCKS,KEY TYPE,K&N/AUSTRIA | ea | E31 | 1 | 1 | ea | KEY S/W,CHR16 1469/EGPR/S1 V760/G251,W/NP:AUTO-OFF-MANUAL,4 CONTACT BLOCK,3 STAGE,K&N/AUSTRIA
ED | 2571 | Parts | Trương Minh Chung | KEY S/W | A24300084 | 25710000195 | KEY S/W,YW1K-2AE11,CONTACT 1a1b,22PI,IDEC/CHINA | ea | M10 | 5 | 5 | ea | KEY S/W,YW1K-2AE11,CONTACT 1a1b,22PI,IDEC/CHINA.
ED | 2571 | Parts | Trương Minh Chung | KEY S/W | A24300087 | 25710000193 | KEY S/W,CHR16B A714/RK1460*EGPR,W/NP:OPEN-CLOSE,CONTACT 1a1b,KEY TYPE,K&N/NEWZEALAND | ea | E31 | 13 | 13 | #N/A | #N/A
ED | 2571 | Parts | Trương Minh Chung | KEY S/W | A24300089 | 25710000194 | KEY S/W,CHR16 A723/RK1476/EGPR/S1 V760/G251,W/NP:LOCAL-REMOTE,CONTACT 4a4b,KEY TYPE,K&N/NEWZEALAND | ea | E31 | 15 | 15 | ea | KEY S/W,CHR16 A723/RK1476/EGPR/S1 V760/G251,W/NP:LOCAL-REMOTE,CONTACT 4a4b,2 STAGE,K&N/NEWZEALAND
ED | 2576 | Parts | Hoàng Xuân Khải | LEVEL S/W | A24400005 | 25760000076 | LEVEL S/W,LEVEL CONTROLLER,LCQ2-2RP,AC220V,50Hz,CHEOMDAN AUTCONS/KOREA | ea | M10 | 1 | 1 | ea | LEVEL S/W,LEVEL CONTROLLER,LCQ2-2RP,AC220V,50Hz,CHEOMDAN AUTCONS/KOREA
ED | 2581 | Parts | Hoàng Xuân Khải | LIMIT S/W | A24500003 | 25810000125 | LIMIT S/W,YSR 1215 GW-B,250VAC/15A,AUX.CONTACT 1C,YONGSUNG/KOREA | ea | E31 | 9 | 9 | ea | LIMIT S/W,YSR1215GW-B,250VAC/15A,AUX.CONTACT 1C,YONGSUNG/KOREA
ED | 2581 | Parts | Hoàng Xuân Khải | LIMIT S/W | A24500003 | 25810000125 | LIMIT S/W,YSR 1215 GW-B,250VAC/15A,AUX.CONTACT 1C,YONGSUNG/KOREA | ea | M10 | 3 | 3 | ea | LIMIT S/W,YSR1215GW-B,250VAC/15A,AUX.CONTACT 1C,YONGSUNG/KOREA
ED | 2581 | Parts | Hoàng Xuân Khải | LIMIT S/W | A24500006 | 25810000126 | LIMIT S/W,YS R1-15C-B,250VAC/10A,AUX.CONTACT 1C,BLACK COLOR,JACK TYPE,YONGSUNG/KOREA | ea | M10 | 562 | 562 | ea | LIMIT S/W,YSR1-15C-B,250VAC/10A,AUX.CONTACT 1C,BLACK COLOR,JACK TYPE,YONGSUNG/KOREA
ED | 2581 | Parts | Hoàng Xuân Khải | LIMIT S/W | A24500012 | 25810000127 | LIMIT S/W,YSR 1215 GW-B,250VAC/15A,AUX.CONTACT 1C,MICRO SWITCH COVER,YONGSUNG/KOREA | ea | M10 | 16 | 16 | ea | LIMIT S/W,YSR1215GW-B,250VAC/15A,AUX.CONTACT 1C,MICRO SWITCH COVER,YONGSUNG/KOREA
ED | 2581 | Parts | Hoàng Xuân Khải | LIMIT S/W | A24500017 | 25810000128 | LIMIT S/W,RZ-15GW2S-B3,250VAC/15A,AUX.CONTACT 1C,MICRO SWITCH COVER,ROLLER LEVER,HIVERO/CHINA | ea | M10 | 53 | 53 | ea | LIMIT S/W,RZ-15GW2S-B3,250VAC/15A,AUX.CONTACT 1C,MICRO SWITCH COVER,ROLLER LEVER,HIVERO/CHINA
ED | 2581 | Parts | Hoàng Xuân Khải | LIMIT S/W | A24500018 | 25810000129 | LIMIT S/W,YSR 1215 GW-B,250VAC/15A,AUX.CONTACT 1C,MICRO SWITCH COVER,Standard UL 94/VO,YONGSUNG/KOREA | ea | M10 | 13 | 13 | ea | LIMIT S/W,YSR1215GW-B,250VAC/15A,AUX.CONTACT 1C,MICRO SWITCH COVER,Standard UL 94/VO,YONGSUNG/KOREA
ED | 2581 | Parts | Hoàng Xuân Khải | LIMIT S/W | A24500019 | 25810000130 | LIMIT S/W,ZLN15G03,250VAC/10A,AUX.CONTACT 1C,MICRO SWITCH COVER,KACON/KOREA | ea | E31 | 27 | 27 | ea | LIMIT S/W,ZLN15G03,250VAC/10A,AUX.CONTACT 1C,MICRO SWITCH COVER,KACON/KOREA
ED | 2581 | Parts | Hoàng Xuân Khải | LIMIT S/W | A24500019 | 25810000130 | LIMIT S/W,ZLN15G03,250VAC/10A,AUX.CONTACT 1C,MICRO SWITCH COVER,KACON/KOREA | ea | M10 | 36 | 36 | ea | LIMIT S/W,ZLN15G03,250VAC/10A,AUX.CONTACT 1C,MICRO SWITCH COVER,KACON/KOREA
ED | 2591 | Parts | Hoàng Xuân Khải | PUSH BUTTON | A24600001 | 25910000541 | PUSH BUTTON,YSAP12-11R,25PI,1a1b,RED COLOR,YONGSUNG/KOREA | ea | M10 | 27 | 27 | ea | PB S/W,YSAP12-11R,25PI,1a1b,RED COLOR,YONGSUNG/KOREA
ED | 2591 | Parts | Hoàng Xuân Khải | PUSH BUTTON | A24600002 | 25910000542 | PUSH BUTTON,YSAP12-22R,25PI,2a2b,RED COLOR,YONGSUNG/KOREA | ea | M10 | 22 | 22 | ea | PB S/W,YSAP12-22R,25PI,2a2b,RED COLOR,YONGSUNG/KOREA
ED | 2591 | Parts | Hoàng Xuân Khải | PUSH BUTTON | A24600003 | 25910000543 | PUSH BUTTON,YSAP12-22G,25PI,2a2b,GREEN COLOR,YONGSUNG/KOREA | ea | M10 | 7 | 7 | ea | PB S/W,YSAP12-22G,25PI,2a2b,GREEN COLOR,YONGSUNG/KOREA
ED | 2591 | Parts | Hoàng Xuân Khải | PUSH BUTTON | A24600004 | 25910000544 | PUSH BUTTON,YSAP12-22Y,25PI,2a2b,YELLOW COLOR,YONGSUNG/KOREA | ea | M10 | 8 | 8 | ea | PB S/W,YSAP12-22Y,25PI,2a2b,YELLOW COLOR,YONGSUNG/KOREA
ED | 2591 | Parts | Hoàng Xuân Khải | PUSH BUTTON | A24600034 | 25910000545 | PUSH BUTTON,YSAP12-11G,25PI,1a1b,GREEN COLOR,YONGSUNG/KOREA | ea | M10 | 30 | 30 | ea | PB S/W,YSAP12-11G,25PI,1a1b,GREEN COLOR,YONGSUNG/KOREA
ED | 2591 | Parts | Hoàng Xuân Khải | PUSH BUTTON | A24600035 | 25910000546 | PUSH BUTTON,YSAP12-11Y,25PI,1a1b,YELLOW COLOR,YONGSUNG/KOREA | ea | E31 | 2 | 2 | ea | PB S/W,YSAP12-11Y,25PI,1a1b,YELLOW COLOR,YONGSUNG/KOREA
ED | 2591 | Parts | Hoàng Xuân Khải | PUSH BUTTON | A24600035 | 25910000546 | PUSH BUTTON,YSAP12-11Y,25PI,1a1b,YELLOW COLOR,YONGSUNG/KOREA | ea | M10 | 6 | 6 | ea | PB S/W,YSAP12-11Y,25PI,1a1b,YELLOW COLOR,YONGSUNG/KOREA
ED | 2591 | Parts | Hoàng Xuân Khải | PUSH BUTTON | A24600064 | 25910000547 | PUSH BUTTON,HC25B-1R,25PI,1a1b,RED COLOR,HIVERO/VIETNAM | ea | M10 | 8 | 8 | ea | PB S/W,HC25B-1R,25PI,1a1b,RED COLOR,HIVERO/VIETNAM
ED | 2591 | Parts | Hoàng Xuân Khải | PUSH BUTTON | A24600065 | 25910000548 | PUSH BUTTON,HC25B-1G,25PI,1a1b,GREEN COLOR,HIVERO/VIETNAM | ea | M10 | 3 | 3 | ea | PB S/W,HC25B-1G,25PI,1a1b,GREEN COLOR,HIVERO/VIETNAM
ED | 2591 | Parts | Hoàng Xuân Khải | PUSH BUTTON | A24600066 | 25910000549 | PUSH BUTTON,HC25B-1Y,25PI,1a1b,YELLOW COLOR,HIVERO/VIETNAM | ea | M10 | 2 | 2 | ea | PB S/W,HC25B-1Y,25PI,1a1b,YELLOW COLOR,HIVERO/VIETNAM
ED | 2591 | Parts | Hoàng Xuân Khải | PUSH BUTTON | A24600070 | 25910000550 | PUSH BUTTON,HC25B-2R,25PI,2a2b,RED COLOR,HIVERO/VIETNAM | ea | M10 | 3 | 3 | ea | PB S/W,HC25B-2R,25PI,2a2b,RED COLOR,HIVERO/VIETNAM
ED | 2591 | Parts | Hoàng Xuân Khải | PUSH BUTTON | A24600071 | 25910000551 | PUSH BUTTON,HC25B-2G,25PI,2a2b,GREEN COLOR,HIVERO/VIETNAM | ea | M10 | 2 | 2 | ea | PB S/W,HC25B-2G,25PI,2a2b,GREEN COLOR,HIVERO/VIETNAM
ED | 2591 | Parts | Hoàng Xuân Khải | PUSH BUTTON | A24600072 | 25910000552 | PUSH BUTTON,HC25B-2Y,25PI,2a2b,YELLOW COLOR,HIVERO/VIETNAM | ea | M10 | 5 | 5 | ea | PB S/W,HC25B-2Y,25PI,2a2b,YELLOW COLOR,HIVERO/VIETNAM
ED | 2591 | Parts | Hoàng Xuân Khải | PUSH BUTTON | A24600081 | 25910000553 | PUSH BUTTON,HC25B-3Bu,25PI,3a3b,BLUE COLOR,HIVERO/VIETNAM | ea | M10 | 2 | 2 | ea | PB S/W,HC25B-3Bu,25PI,3a3b,BLUE COLOR,HIVERO/VIETNAM
ED | 2591 | Parts | Hoàng Xuân Khải | PUSH BUTTON | A24600088 | 25910000554 | PUSH BUTTON,YSAP13-22Y,30PI,2a2b,YELLOW COLOR,Standard UL 94/VO,YONGSUNG/KOREA | ea | E31 | 4 | 4 | ea | PB S/W,YSAP13-22Y,30PI,2a2b,YELLOW COLOR,Standard UL 94/VO,YONGSUNG/KOREA
ED | 2591 | Parts | Hoàng Xuân Khải | PUSH BUTTON | A24600099 | 25910000555 | PUSH BUTTON,P SN/D/X SIS4020,22.5PI,2NC,RED COLOR,K&N/AUSTRIA | ea | E31 | 24 | 24 | ea | PB S/W,P SN/D/X SIS4020,22.5PI,2NC,RED COLOR,K&N/AUSTRIA
ED | 2596 | Parts | Hoàng Xuân Khải | PUSH BUTTON W/LAMP | A24800002 | 25960000652 | PUSH BUTTON W/LAMP,YSNPBL2-AL22R,25PI,220VAC,50Hz,RED COLOR,LED TYPE,1a1b,YONGSUNG/KOREA | ea | M10 | 2 | 2 | ea | PUSH BUTTON W/LAMP,YSNPBL2-AL22R,25PI,220VAC,50Hz,RED COLOR,LED TYPE,1a1b,YONGSUNG/KOREA
ED | 2596 | Parts | Hoàng Xuân Khải | PUSH BUTTON W/LAMP | A24800005 | 25960000653 | PUSH BUTTON W/LAMP,YSNPBL2-AL22Y,25PI,220VAC,50Hz,YELLOW COLOR,LED TYPE,1a1b,YONGSUNG/KOREA | ea | M10 | 2 | 2 | ea | PUSH BUTTON W/LAMP,YSNPBL2-AL22Y,25PI,220VAC,50Hz,YELLOW COLOR,LED TYPE,1a1b,YONGSUNG/KOREA
ED | 2596 | Parts | Hoàng Xuân Khải | PUSH BUTTON W/LAMP | A24800013 | 25960000654 | PUSH BUTTON W/LAMP,YSNPBL2-DL22R,25PI,220VDC,RED COLOR,LED TYPE,1a1b,YONGSUNG/KOREA | ea | M10 | 97 | 97 | ea | PUSH BUTTON W/LAMP,YSNPBL2-DL22R,25PI,220VDC,RED COLOR,LED TYPE,1a1b,YONGSUNG/KOREA
ED | 2596 | Parts | Hoàng Xuân Khải | PUSH BUTTON W/LAMP | A24800020 | 25960000655 | PUSH BUTTON W/LAMP,YSNPBL2-AL23R,25PI,230VAC,50Hz,RED COLOR,LED TYPE,1a1b,YONGSUNG/KOREA | ea | M10 | 20 | 20 | ea | PUSH BUTTON W/LAMP,YSNPBL2-AL23R,25PI,230VAC,50Hz,RED COLOR,LED TYPE,1a1b,YONGSUNG/KOREA
ED | 2596 | Parts | Hoàng Xuân Khải | PUSH BUTTON W/LAMP | A24800021 | 25960000656 | PUSH BUTTON W/LAMP,YSNPBL2-AL23G,25PI,230VAC,50Hz,GREEN COLOR,LED TYPE,1a1b,YONGSUNG/KOREA | ea | E31 | 4 | 4 | ea | PUSH BUTTON W/LAMP,YSNPBL2-AL23G,25PI,230VAC,50Hz,GREEN COLOR,LED TYPE,1a1b,YONGSUNG/KOREA
ED | 2596 | Parts | Hoàng Xuân Khải | PUSH BUTTON W/LAMP | A24800021 | 25960000656 | PUSH BUTTON W/LAMP,YSNPBL2-AL23G,25PI,230VAC,50Hz,GREEN COLOR,LED TYPE,1a1b,YONGSUNG/KOREA | ea | M10 | 10 | 10 | ea | PUSH BUTTON W/LAMP,YSNPBL2-AL23G,25PI,230VAC,50Hz,GREEN COLOR,LED TYPE,1a1b,YONGSUNG/KOREA
ED | 2596 | Parts | Hoàng Xuân Khải | PUSH BUTTON W/LAMP | A24800022 | 25960000657 | PUSH BUTTON W/LAMP,YSNPBL2-AL23Y,25PI,230VAC,50Hz,YELLOW COLOR,LED TYPE,1a1b,YONGSUNG/KOREA | ea | M10 | 8 | 8 | ea | PUSH BUTTON W/LAMP,YSNPBL2-AL23Y,25PI,230VAC,50Hz,YELLOW COLOR,LED TYPE,1a1b,YONGSUNG/KOREA
ED | 2596 | Parts | Hoàng Xuân Khải | PUSH BUTTON W/LAMP | A24800082 | 25960000658 | PUSH BUTTON W/LAMP,YSNPBL2-AL23Y,25PI,230VAC,60Hz,YELLOW COLOR,LED TYPE,1a1b,YONGSUNG/KOREA | ea | M10 | 3 | 3 | ea | PUSH BUTTON W/LAMP,YSNPBL2-AL23Y,25PI,230VAC,60Hz,YELLOW COLOR,LED TYPE,1a1b,YONGSUNG/KOREA
ED | 2596 | Parts | Hoàng Xuân Khải | PUSH BUTTON W/LAMP | A24800084 | 25960000659 | PUSH BUTTON W/LAMP,HC25L-22ALR,25PI,AC200-240V,50/60Hz,RED COLOR,LED TYPE,1a1b,HIVERO/VIETNAM | ea | M10 | 28 | 28 | ea | PUSH BUTTON W/LAMP,HC25L-22ALR,25PI,AC200-240V,50/60Hz,RED COLOR,LED TYPE,1a1b,HIVERO/VIETNAM
ED | 2596 | Parts | Hoàng Xuân Khải | PUSH BUTTON W/LAMP | A24800085 | 25960000660 | PUSH BUTTON W/LAMP,HC25L-22ALY,25PI,AC200-240V,50/60Hz,YELLOW COLOR,LED TYPE,1a1b,HIVERO/VIETNAM | ea | M10 | 7 | 7 | #N/A | #N/A
ED | 2596 | Parts | Hoàng Xuân Khải | PUSH BUTTON W/LAMP | A24800086 | 25960000661 | PUSH BUTTON W/LAMP,HC25L-22ALBu,25PI,AC200-240V,50/60Hz,BLUE COLOR,LED TYPE,1a1b,HIVERO/VIETNAM | ea | M10 | 7 | 7 | ea | PUSH BUTTON W/LAMP,HC25L-22ALBu,25PI,AC200-240V,50/60Hz,BLUE COLOR,LED TYPE,1a1b,HIVERO/VIETNAM
ED | 2596 | Parts | Hoàng Xuân Khải | PUSH BUTTON W/LAMP | A24800087 | 25960000662 | PUSH BUTTON W/LAMP,HC25L-22ALG,25PI,AC200-240V,50/60Hz,GREEN COLOR,LED TYPE,1a1b,HIVERO/VIETNAM | ea | M10 | 16 | 16 | ea | PUSH BUTTON W/LAMP,HC25L-22ALG,25PI,AC200-240V,50/60Hz,GREEN COLOR,LED TYPE,1a1b,HIVERO/VIETNAM
ED | 2596 | Parts | Hoàng Xuân Khải | PUSH BUTTON W/LAMP | A24800088 | 25960000663 | PUSH BUTTON W/LAMP,HC25L-22ALO,25PI,AC200-240V,50/60Hz,ORANGE COLOR,LED TYPE,1a1b,HIVERO/VIETNAM | ea | M10 | 53 | 53 | ea | PUSH BUTTON W/LAMP,HC25L-22ALO,25PI,AC200-240V,50/60Hz,ORANGE COLOR,LED TYPE,1a1b,HIVERO/VIETNAM
ED | 2596 | Parts | Hoàng Xuân Khải | PUSH BUTTON W/LAMP | A24800098 | 25960000664 | PUSH BUTTON W/LAMP,HC25L-11FLR,25PI,AC/DC100-130V,50/60Hz,RED COLOR,LED TYPE,1a1b,HIVERO/VIETNAM | ea | M10 | 21 | 21 | ea | PUSH BUTTON W/LAMP,HC25L-11FLR,25PI,AC/DC100-130V,50/60Hz,RED COLOR,LED TYPE,1a1b,HIVERO/VIETNAM
ED | 2596 | Parts | Hoàng Xuân Khải | PUSH BUTTON W/LAMP | A24800099 | 25960000665 | PUSH BUTTON W/LAMP,HC25L-11FLY,25PI,AC/DC100-130V,50/60Hz,YELLOW COLOR,LED TYPE,1a1b,HIVERO/VIETNAM | ea | M10 | 1 | 1 | #N/A | #N/A
ED | 2596 | Parts | Hoàng Xuân Khải | PUSH BUTTON W/LAMP | A24800101 | 25960000666 | PUSH BUTTON W/LAMP,HC25L-11FLG,25PI,AC/DC100-130V,50/60Hz,GREEN COLOR,LED TYPE,1a1b,HIVERO/VIETNAM | ea | M10 | 12 | 12 | ea | PUSH BUTTON W/LAMP,HC25L-11FLG,25PI,AC/DC100-130V,50/60Hz,GREEN COLOR,LED TYPE,1a1b,HIVERO/VIETNAM
ED | 2596 | Parts | Hoàng Xuân Khải | PUSH BUTTON W/LAMP | A24800105 | 25960000667 | PUSH BUTTON W/LAMP,HC25L-24FLR,25PI,AC/DC24V,50/60Hz,RED COLOR,LED TYPE,1a1b,HIVERO/VIETNAM | ea | M10 | 12 | 12 | ea | PUSH BUTTON W/LAMP,HC25L-24FLR,25PI,AC/DC24V,50/60Hz,RED COLOR,LED TYPE,1a1b,HIVERO/VIETNAM
ED | 2596 | Parts | Hoàng Xuân Khải | PUSH BUTTON W/LAMP | A24800106 | 25960000668 | PUSH BUTTON W/LAMP,HC25L-24FLG,25PI,AC/DC24V,50/60Hz,GREEN COLOR,LED TYPE,1a1b,HIVERO/VIETNAM | ea | M10 | 18 | 18 | #N/A | #N/A
ED | 2601 | Parts | Hoàng Xuân Khải | SELECT S/W | A24900003 | 26010000185 | SELECT S/W,YSAR2-311KB,25PI,KNOB TYPE, BLACK COLOR,3 STAGE 1a1b,6A/AC250V,YONGSUNG/KOREA | ea | M10 | 24 | 24 | ea | SELECT S/W,YSAR2-311KB,25PI,CONTACT 1a1b,3 STAGE,KNOB TYPE,BLACK COLOR,YONGSUNG/KOREA
ED | 2601 | Parts | Hoàng Xuân Khải | SELECT S/W | A24900006 | 26010000186 | SELECT S/W,YSAR2-222KB,25PI,KNOB TYPE, BLACK COLOR,2 STAGE 2a2b,6A/AC250V,YONGSUNG/KOREA | ea | M10 | 8 | 8 | ea | SELECT S/W,YSAR2-222KB,25PI,CONTACT 2a2b,2 STAGE,KNOB TYPE,BLACK COLOR,YONGSUNG/KOREA
ED | 2601 | Parts | Hoàng Xuân Khải | SELECT S/W | A24900009 | 26010000187 | SELECT S/W,YSAR2-211KB,25PI,KNOB TYPE, BLACK COLOR,2 STAGE 1a1b,6A/AC250V,YONGSUNG/KOREA | ea | M10 | 1 | 1 | #N/A | #N/A
ED | 2601 | Parts | Hoàng Xuân Khải | SELECT S/W | A24900010 | 26010000188 | SELECT S/W,YSAR2-233KB,25PI,KNOB TYPE, BLACK COLOR,2 STAGE 3a3b,6A/AC250V,YONGSUNG/KOREA | ea | M10 | 9 | 9 | ea | SELECT S/W,YSAR2-233KB,25PI,CONTACT 3a3b,2 STAGE,KNOB TYPE,BLACK COLOR,YONGSUNG/KOREA
ED | 2601 | Parts | Hoàng Xuân Khải | SELECT S/W | A24900015 | 26010000189 | SELECT S/W,YSAR2-311LB,25PI,LEVER TYPE, BLACK COLOR,3 STAGE 1a1b,6A/AC250V,YONGSUNG/KOREA | ea | M10 | 2 | 2 | ea | SELECT S/W,YSAR2-311LB,25PI,CONTACT 1a1b,3 STAGE,LEVER TYPE,BLACK COLOR,YONGSUNG/KOREA
ED | 2601 | Parts | Hoàng Xuân Khải | SELECT S/W | A24900021 | 26010000184 | SELECT S/W,HC25S2-1,25PI,LEVER TYPE, BLACK COLOR,2 STAGE 1a1b,HIVERO/VIETNAM | ea | M10 | 36 | 36 | ea | SELECT S/W,HC25S2-1,25PI,CONTACT 1a1b,2 STAGE,LEVER TYPE,BLACK COLOR,HIVERO/VIETNAM
ED | 2601 | Parts | Hoàng Xuân Khải | SELECT S/W | A24900022 | 26010000190 | SELECT S/W,HC25S2-2,25PI,LEVER TYPE, BLACK COLOR,2 STAGE 2a2b,HIVERO/VIETNAM | ea | M10 | 13 | 13 | ea | SELECT S/W,HC25S2-2,25PI,CONTACT 2a2b,2 STAGE,LEVER TYPE,BLACK COLOR,HIVERO/VIETNAM
ED | 2601 | Parts | Hoàng Xuân Khải | SELECT S/W | A24900025 | 26010000191 | SELECT S/W,HC25S3-2,25PI,LEVER TYPE, BLACK COLOR,3 STAGE 2a2b,HIVERO/VIETNAM | ea | M10 | 5 | 5 | ea | SELECT S/W,HC25S3-2,25PI,CONTACT 2a2b,3 STAGE,LEVER TYPE,BLACK COLOR,HIVERO/VIETNAM
ED | 0991 | Parts | Nguyễn Công Hùng | BATT | A30200001 |  | BATT,ES TYPE,ES 100H-12,12V,100Ah,ACID BATTERY TYPE,K&V | ea | M10 | 9 | 9 | #N/A | #N/A
ED | 0991 | Parts | Nguyễn Công Hùng | BATT | A30200063 |  | BATT,TS122000,12V,200Ah,W/COVER PROTECTION,ACID BATTERY TYPE,TIA SANG/VIETNAM | ea | M10 | 10 | 10 | #N/A | #N/A
ED | 0991 | Parts | Nguyễn Công Hùng | BATT | A30200121 |  | BATT,KPL 200,1.2V,200Ah,Ni-Cd TYPE,Hengming/China | ea | E31 | 176 | 176 | #N/A | #N/A
ED | 1001 | Parts | Nguyễn Thị Tiến | CONVERTER | A30500002 | 10010028782 | CONVERTER,DC/DC,HKSP-025,Input:DC220V,Output:DC24V,2.5A,HANKUK/KOREA | ea | E31 | 1 | 1 | #N/A | #N/A
ED | 1001 | Parts | Nguyễn Thị Tiến | CONVERTER | A30500007 | 10010028783 | CONVERTER,AC/DC,HKSP-025,input:AC220V,1P,Output:DC24V,2.5A,HANKUK/KOREA | ea | M10 | 18 | 18 | ea | CONVERTER,AC/DC,HKSP-025,Input:AC220V 1P,Output:DC24V,2.5A,HANKUK/KOREA
ED | 1001 | Parts | Nguyễn Thị Tiến | CONVERTER | A30500070 | 10010028784 | CONVERTER,AC/DC,S-1200-110,INPUT:190~240VAC,47-63Hz,OUTPUT:110VDC,10A,FUNELEC/CHINA | ea | M10 | 2 | 2 | ea | CONVERTER,AC/DC,S-1200-110,INPUT:190-240VAC 47-63Hz,OUTPUT:110VDC,10A,FUNELEC/CHINA
ED | 1001 | Parts | Nguyễn Thị Tiến | CONVERTER | A30500070 | 10010028784 | CONVERTER,AC/DC,S-1200-110,INPUT:190~240VAC,47-63Hz,OUTPUT:110VDC,10A,FUNELEC/CHINA | ea | V10 | 1 | 1 | ea | CONVERTER,AC/DC,S-1200-110,INPUT:190-240VAC 47-63Hz,OUTPUT:110VDC,10A,FUNELEC/CHINA
ED | 1001 | Parts | Nguyễn Thị Tiến | CONVERTER | A30500071 | 10010028786 | CONVERTER,AC/DC,S-600-110,INPUT:190~240VAC,47-63Hz,OUTPUT:110VDC,5A,FUNELEC/CHINA | ea | M10 | 1 | 1 | ea | CONVERTER,AC/DC,S-600-110,INPUT:190-240VAC 47-63Hz,OUTPUT:110VDC,5A,FUNELEC/CHINA
ED | 1001 | Parts | Nguyễn Thị Tiến | CONVERTER | A30500077 | 10010028785 | CONVERTER,AC/DC,S8FS-C10024,Input: 100-240VAC, 50/60Hz,OUTPUT:DC24V,4.5A, 100W,OMRON/CHINA | ea | M10 | 3 | 3 | ea | CONVERTER,AC/DC,S8FS-C10024,Input: 100-240VAC 50/60Hz,OUTPUT:DC24V,4.5A(100W),OMRON/CHINA
ED | 1001 | Parts | Nguyễn Thị Tiến | CONVERTER | A30500088 | 10010028787 | CONVERTER,AC/DC,S-1200-110,INPUT:220V( Range 190~240VAC),50/60Hz,OUTPUT:110VDC,10.9A, 1200W,MEN WELL/CHINA | ea | M10 | 1 | 1 | ea | CONVERTER,AC/DC,S-1200-110,INPUT:220V( Range 190-240VAC) 50/60Hz,OUTPUT:110VDC,10.9A(1200W),MEN WELL/CHINA
ED | 1001 | Parts | Nguyễn Thị Tiến | CONVERTER | A30500102 | 10010028788 | CONVERTER,AC/DC,LRS-35-24,AC100~240V, 50/60Hz,OUTPUT:DC24V,1.5A,MEAN WELL/CHINA | ea | M10 | 2 | 2 | ea | CONVERTER,AC/DC,LRS-35-24,AC100-240V 50/60Hz,OUTPUT:DC24V,1.5A,MEN WELL/CHINA
ED | 1001 | Parts | Nguyễn Thị Tiến | CONVERTER | A30500105 | 10010028789 | CONVERTER,AC-DC/DC,MDR-60-24,INPUT:AC85~264V/DC120~370V,47~63Hz,OUTPUT:DC24V,2.5A,MEANWELL/CHINA | ea | M10 | 1 | 1 | ea | CONVERTER,AC-DC/DC,MDR-60-24,INPUT:AC85-264V/DC120-370V 47-63Hz,OUTPUT:DC24V,2.5A,MEANWELL/CHINA
ED | 1001 | Parts | Nguyễn Thị Tiến | CONVERTER | A30500108 | 10010028790 | CONVERTER,AC/DC,ESSENTIAL-PS/1AC/24DC/240W/EE -2910587,INPUT:AC100~240V,47-63Hz,Output:DC24V,10A,PHOENIX | ea | M10 | 2 | 2 | ea | CONVERTER,AC/DC,ESSENTIAL-PS/1AC/24DC/240W/EE -2910587,INPUT:AC100-240V 47-63Hz,Output:DC24V,10A,PHOENIX
ED | 1001 | Parts | Nguyễn Thị Tiến | CONVERTER | A30500113 | 10010028791 | CONVERTER,AC/DC,NDR-240-24,INPUT:100-240VAC,2.8A,50/60Hz,OUTPUT:DC24V,10A,MEANWELL/CHINA | ea | M10 | 1 | 1 | ea | CONVERTER,AC/DC,NDR-240-24,INPUT:100-240VAC 2.8A 50/60Hz,OUTPUT:DC24V,10A,MEANWELL/CHINA
ED | 1001 | Parts | Nguyễn Thị Tiến | CONVERTER | A30500115 | 10010028792 | CONVERTER,AC/DC,PS-EE-2G/1AC/24DC/480W/SC,CODE: 1234308,INPUT:AC100~240V,50-60Hz,Output:DC24V,20A,PHOENIX | ea | M10 | 1 | 1 | ea | CONVERTER,AC/DC,PS-EE-2G/1AC/24DC/480W/SC CODE: 1234308,INPUT:AC100-240V 50-60Hz,Output:DC24V,20A,PHOENIX
ED | 1001 | Parts | Nguyễn Thị Tiến | CONVERTER | A30500117 | 10010028793 | CONVERTER,AC/DC,MDR-60-24,INPUT:100-240VAC,1.8A,50/60Hz,OUTPUT:DC24V,2.5A,MEANWELL/CHINA | ea | M10 | 12 | 12 | ea | CONVERTER,AC/DC,MDR-60-24,INPUT:100-240VAC 1.8A 50/60Hz,OUTPUT:DC24V,2.5A,MEANWELL/CHINA
ED | 0896 | Parts | Nguyễn Thị Tiến | DIODE | A30600001 |  | DIODE,DIODE,1000V,6A | ea | M10 | 43 | 43 | #N/A | #N/A
ED | 0896 | Parts | Nguyễn Thị Tiến | DIODE | A30600005 |  | DIODE,DIODE,1200V,50A | ea | M10 | 4 | 4 | #N/A | #N/A
ED | 0896 | Parts | Nguyễn Thị Tiến | DIODE | A30600008 |  | DIODE,DIODE, HMDK55,55A,Vrrm:2500V,SUNTREE/CHINA | ea | M10 | 128 | 128 | #N/A | #N/A
ED | 0896 | Parts | Nguyễn Thị Tiến | DIODE | A30600009 |  | DIODE,Heat sink plate for diode, aluminum | ea | M10 | 128 | 128 | #N/A | #N/A
ED | 0896 | Parts | Nguyễn Thị Tiến | DIODE | A30600010 |  | DIODE,Diode, ZP50A, 1600V, 50A, Screw type | ea | M10 | 54 | 54 | #N/A | #N/A
ED | 0896 | Parts | Nguyễn Thị Tiến | DIODE | A30600011 |  | DIODE,Diode BY2000,3A,2000V,50/60Hz,UL94V-0,Diotec/Germany | ea | M10 | 476 | 476 | #N/A | #N/A
ED | 0971 | Parts | Nguyễn Thị Tiến | FILTER | A30900025 | 09710001319 | FILTER,TWM-4080A, 450VAC,3P, MICRO SURGE FILTER,WORLDTECH/KOREA | ea | E31 | 2 | 2 | #N/A | #N/A
ED | 0971 | Parts | Nguyễn Thị Tiến | FILTER | A30900034 | 09710001320 | FILTER,TWM-4030A,INPUT:450VAC,3P, MICRO SURGE FILTER,WORLDTECH/KOREA | ea | E31 | 4 | 4 | #N/A | #N/A
ED | 0971 | Parts | Nguyễn Thị Tiến | FILTER | A30900035 | 09710001321 | FILTER,TWM-4050A,INPUT:450VAC,3P, MICRO SURGE FILTER,WORLDTECH/KOREA | ea | E31 | 4 | 4 | #N/A | #N/A
ED | 0936 | Parts | Nguyễn Thị Tiến | FUSE | A31000001 | 09360000682 | FUSE,DIAZED,KFS-A2,500V,2A,USE FOR FUSE HOLDER KF-30L,KACON/KOREA | ea | M10 | 9 | 9 | #N/A | #N/A
ED | 0936 | Parts | Nguyễn Thị Tiến | FUSE | A31000015 | 09360000683 | FUSE,KFS-B2,500V,2A,USE FOR FUSE HOLDER KF-32L,KACON/KOREA | ea | M10 | 45 | 45 | #N/A | #N/A
ED | 0936 | Parts | Nguyễn Thị Tiến | FUSE | A31000018 | 09360000684 | FUSE,KFS-B20,500V,20A,USE FOR FUSE HOLDER KF-32L,KACON/KOREA | ea | M10 | 40 | 40 | #N/A | #N/A
ED | 0936 | Parts | Nguyễn Thị Tiến | FUSE | A31000019 | 09360000685 | FUSE,KFS-B6,500V,6A,USE FOR FUSE HOLDER KF-32L,KACON/KOREA | ea | M10 | 37 | 37 | #N/A | #N/A
ED | 0936 | Parts | Nguyễn Thị Tiến | FUSE | A31000024 | 09360000686 | FUSE,KFS-B4,500V,4A,USE FOR FUSE HOLDER KF-32L,KACON/KOREA | ea | M10 | 12 | 12 | #N/A | #N/A
ED | 0936 | Parts | Nguyễn Thị Tiến | FUSE | A31000025 | 09360000687 | FUSE,DIAZED,5SA211,500V,2A,SIEMENS | ea | E31 | 91 | 91 | #N/A | #N/A
ED | 0936 | Parts | Nguyễn Thị Tiến | FUSE | A31000025 | 09360000687 | FUSE,DIAZED,5SA211,500V,2A,SIEMENS | ea | M10 | 270 | 270 | #N/A | #N/A
ED | 0936 | Parts | Nguyễn Thị Tiến | FUSE | A31000030 | 09360000688 | FUSE,DIAZED,5SA251,500V,10A,SIEMENS | ea | M10 | 9 | 9 | #N/A | #N/A
ED | 0936 | Parts | Nguyễn Thị Tiến | FUSE | A31000031 | 09360000689 | FUSE,DIAZED,5SA221,500V,4A,SIEMENS | ea | E31 | 9 | 9 | #N/A | #N/A
ED | 0936 | Parts | Nguyễn Thị Tiến | FUSE | A31000034 | 09360000690 | FUSE,FUSE,OFL10x38-2A,500V,2A,OMEGA/VN | ea | M10 | 3 | 3 | #N/A | #N/A
ED | 0936 | Parts | Nguyễn Thị Tiến | FUSE | A31000060 | 09360000691 | FUSE,OFL10x38-6A,500V,6A,OMEGA/VN | ea | M10 | 8 | 8 | #N/A | #N/A
ED | 0936 | Parts | Nguyễn Thị Tiến | FUSE | A31000061 | 09360000692 | FUSE,OFL10x38-10A,500V,10A,OMEGA/VN | ea | M10 | 2 | 2 | #N/A | #N/A
ED | 0936 | Parts | Nguyễn Thị Tiến | FUSE | A31000063 | 09360000693 | FUSE,DIAZED,5SA2711,500V,20A,SIEMENS | ea | M10 | 53 | 53 | #N/A | #N/A
ED | 0936 | Parts | Nguyễn Thị Tiến | FUSE | A31000064 | 09360000694 | FUSE,NDZGG50V2,500VAC/DC,2A,MERSEN/FERRAZ(EU) | ea | M10 | 18 | 18 | #N/A | #N/A
ED | 0936 | Parts | Nguyễn Thị Tiến | FUSE | A31000065 | 09360000695 | FUSE,FR10GG50V2,500VAC/250VDC,2A,MERSEN/FERRAZ(EU) | ea | M10 | 8 | 8 | #N/A | #N/A
ED | 0936 | Parts | Nguyễn Thị Tiến | FUSE | A31000078 | 09360000696 | FUSE,FR10GG50V4,500VAC/250VDC,4A,MERSEN/FERRAZ(EU) | ea | M10 | 100 | 100 | #N/A | #N/A
ED | 1021 | Parts | Nguyễn Công Hùng | LAMP | A31300002 | 10210003249 | LAMP,YSPL2-AL11R,110VAC,50/60Hz,RED,25PI,LED,YONGSUNG/KOREA | ea | M10 | 59 | 59 | ea | LAMP,YSPL2-AL11R,AC110V,50/60Hz,RED,25PI,LED,YONGSUNG/KOREA
ED | 1021 | Parts | Nguyễn Công Hùng | LAMP | A31300004 | 10210003250 | LAMP,YSPL2-AL11Y,110VAC,50/60Hz,YELLOW,25PI,LED,YONGSUNG/KOREA | ea | M10 | 50 | 50 | ea | LAMP,YSPL2-AL11Y,AC110V,50/60Hz,YELLOW,25PI,LED,YONGSUNG/KOREA
ED | 1021 | Parts | Nguyễn Công Hùng | LAMP | A31300008 | 10210003251 | LAMP,YSPL2-DL11R,110VDC,RED,25PI,LED,YONGSUNG/KOREA | ea | M10 | 79 | 79 | ea | LAMP,YSPL2-DL11R,DC110V,RED,25PI,LED,YONGSUNG/KOREA
ED | 1021 | Parts | Nguyễn Công Hùng | LAMP | A31300013 | 10210003252 | LAMP,YSPL2-DL22R,220VDC,RED,25PI,LED,YONGSUNG/KOREA | ea | M10 | 5 | 5 | ea | LAMP,YSPL2-DL22R,DC220V,RED,25PI,LED,YONGSUNG/KOREA
ED | 1021 | Parts | Nguyễn Công Hùng | LAMP | A31300014 | 10210003253 | LAMP,YSPL2-DL11W,110VDC,WHITE,25PI,LED,YONGSUNG/KOREA | ea | M10 | 8 | 8 | ea | LAMP,YSPL2-DL11W,DC110V,WHITE,25PI,LED,YONGSUNG/KOREA
ED | 1021 | Parts | Nguyễn Công Hùng | LAMP | A31300017 | 10210003254 | LAMP,YSPL2-DL11G,110VDC,GREEN,25PI,LED,YONGSUNG/KOREA | ea | M10 | 71 | 71 | ea | LAMP,YSPL2-DL11G,DC110V,GREEN,25PI,LED,YONGSUNG/KOREA
ED | 1021 | Parts | Nguyễn Công Hùng | LAMP | A31300019 | 10210003255 | LAMP,YSPL2-DL22G,220VDC,GREEN,25PI,LED,YONGSUNG/KOREA | ea | M10 | 5 | 5 | ea | LAMP,YSPL2-DL22G,DC220V,GREEN,25PI,LED,YONGSUNG/KOREA
ED | 1021 | Parts | Nguyễn Công Hùng | LAMP | A31300031 | 10210003256 | LAMP,YSSL33-DL11 O16,1X6,110VDC,ORANGE,30x30,LED,YONGSUNG/KOREA | ea | E31 | 4 | 4 | ea | LAMP,YSBSL33-DL11-O,1x6,DC110V,ORANGE,30x30,LED,YONGSUNG/KOREA
ED | 1021 | Parts | Nguyễn Công Hùng | LAMP | A31300148 | 10210003257 | LAMP,YSPL2-AL11G,110VAC,50/60Hz,GREEN,25PI,LED,YONGSUNG/KOREA | ea | M10 | 53 | 53 | ea | LAMP,YSPL2-AL11G,AC110V,50/60Hz,GREEN,25PI,LED,YONGSUNG/KOREA
ED | 1021 | Parts | Nguyễn Công Hùng | LAMP | A31300187 | 10210003258 | LAMP,YSPL2-DL12R,125VDC,RED,25PI,LED TYPE,YONGSUNG/KOREA | ea | E31 | 6 | 6 | ea | LAMP,YSPL2-DL12R,DC125V,RED,25PI,LED,YONGSUNG/KOREA
ED | 1021 | Parts | Nguyễn Công Hùng | LAMP | A31300199 | 10210003259 | LAMP,YSPL2-AL23R,230VAC,50/60Hz,RED,25PI,LED,YONGSUNG/KOREA | ea | M10 | 7 | 7 | ea | LAMP,YSPL2-AL23R,AC230V,50/60Hz,RED,25PI,LED,YONGSUNG/KOREA
ED | 1021 | Parts | Nguyễn Công Hùng | LAMP | A31300200 | 10210003260 | LAMP,YSPL2-AL23G,230VAC,50/60Hz,GREEN,25PI,LED,YONGSUNG/KOREA | ea | M10 | 6 | 6 | ea | LAMP,YSPL2-AL23G,AC230V,50/60Hz,GREEN,25PI,LED,YONGSUNG/KOREA
ED | 1021 | Parts | Nguyễn Công Hùng | LAMP | A31300201 | 10210003261 | LAMP,YSPL2-AL23Y,230VAC,50/60Hz,YELLOW,25PI,LED,YONGSUNG/KOREA | ea | M10 | 8 | 8 | ea | LAMP,YSPL2-AL23Y,AC230V,50/60Hz,YELLOW,25PI,LED,YONGSUNG/KOREA
ED | 1021 | Parts | Nguyễn Công Hùng | LAMP | A31300202 | 10210003262 | LAMP,YSPL2-AL23W,230VAC,50/60Hz,WHITE,25PI,LED,YONGSUNG/KOREA | ea | M10 | 2 | 2 | ea | LAMP,YSPL2-AL23W,AC230V,50/60Hz,WHITE,25PI,LED,YONGSUNG/KOREA
ED | 1021 | Parts | Nguyễn Công Hùng | LAMP | A31300204 | 10210003263 | LAMP,YSPL2-AL23N,230VAC,50/60Hz,NAVY BLUE,25PI,LED,YONGSUNG/KOREA | ea | M10 | 8 | 8 | ea | LAMP,YSPL2-AL23N,AC230V,50/60Hz,NAVY BLUE,25PI,LED,YONGSUNG/KOREA
ED | 1021 | Parts | Nguyễn Công Hùng | LAMP | A31300223 | 10210003264 | LAMP,YSPL2-AL22B,220VAC,50/60Hz,BLUE,25PI,LED,YONGSUNG/KOREA | ea | M10 | 1 | 1 | ea | LAMP,YSPL2-AL22B,AC220V,50/60Hz,BLUE,25PI,LED,YONGSUNG/KOREA
ED | 1021 | Parts | Nguyễn Công Hùng | LAMP | A31300224 | 10210003265 | LAMP,YSPL2-DL12Y,125VDC,YELLOW,25PI,LED TYPE,YONGSUNG/KOREA | ea | E31 | 1 | 1 | ea | LAMP,YSPL2-DL12Y,DC125V,YELLOW,25PI,LED,YONGSUNG/KOREA
ED | 1021 | Parts | Nguyễn Công Hùng | LAMP | A31300232 | 10210003266 | LAMP,YSPL3-DL11R,110VDC,RED,30PI,LED,YONGSUNG/KOREA | ea | M10 | 11 | 11 | ea | LAMP,YSPL3-DL11R,DC110V,RED,30PI,LED,YONGSUNG/KOREA
ED | 1021 | Parts | Nguyễn Công Hùng | LAMP | A31300233 | 10210003267 | LAMP,YSPL3-DL11G,110VDC,GREEN,30PI,LED,YONGSUNG/KOREA | ea | M10 | 11 | 11 | ea | LAMP,YSPL3-DL11G,DC110V,GREEN,30PI,LED,YONGSUNG/KOREA
ED | 1021 | Parts | Nguyễn Công Hùng | LAMP | A31300262 | 10210003268 | LAMP,YSPL2-DL22W,220VDC,WHITE,25PI,LED,YONGSUNG/KOREA | ea | M10 | 5 | 5 | ea | LAMP,YSPL2-DL22W,DC220V,WHITE,25PI,LED,YONGSUNG/KOREA
ED | 1021 | Parts | Nguyễn Công Hùng | LAMP | A31300264 | 10210003269 | LAMP,YSPL2-AL11W,110VAC,50/60Hz,WHITE,25PI,LED,YONGSUNG/KOREA | ea | M10 | 19 | 19 | ea | LAMP,YSPL2-AL11W,AC110V,50/60Hz,WHITE,25PI,LED,YONGSUNG/KOREA
ED | 1021 | Parts | Nguyễn Công Hùng | LAMP | A31300282 | 10210003270 | LAMP,YSPL2-AL24N,240VAC,50/60Hz,NAVY BLUE,25PI,LED,YONGSUNG/KOREA | ea | M10 | 4 | 4 | ea | LAMP,YSPL2-AL24N,AC240V,50/60Hz,NAVY BLUE,25PI,LED,YONGSUNG/KOREA
ED | 1021 | Parts | Nguyễn Công Hùng | LAMP | A31300283 | 10210003271 | LAMP,YSPL2-AL24R,240VAC,50/60Hz,RED,25PI,LED,YONGSUNG/KOREA | ea | M10 | 2 | 2 | ea | LAMP,YSPL2-AL24R,AC240V,50/60Hz,RED,25PI,LED,YONGSUNG/KOREA
ED | 1021 | Parts | Nguyễn Công Hùng | LAMP | A31300297 | 10210003272 | LAMP,YSBPL2-DL11R,110VDC,RED,25PI,LED,YONGSUNG/KOREA | ea | E31 | 9 | 9 | ea | LAMP,YSBPL2-DL11R,DC110V,RED,25PI,LED,YONGSUNG/KOREA
ED | 1021 | Parts | Nguyễn Công Hùng | LAMP | A31300297 | 10210003272 | LAMP,YSBPL2-DL11R,110VDC,RED,25PI,LED,YONGSUNG/KOREA | ea | M10 | 13 | 13 | ea | LAMP,YSBPL2-DL11R,DC110V,RED,25PI,LED,YONGSUNG/KOREA
ED | 1021 | Parts | Nguyễn Công Hùng | LAMP | A31300298 | 10210003273 | LAMP,YSBPL2-DL11G,110VDC,GREEN,25PI,LED,YONGSUNG/KOREA | ea | E31 | 6 | 6 | ea | LAMP,YSBPL2-DL11G,DC110V,GREEN,25PI,LED,YONGSUNG/KOREA
ED | 1021 | Parts | Nguyễn Công Hùng | LAMP | A31300298 | 10210003273 | LAMP,YSBPL2-DL11G,110VDC,GREEN,25PI,LED,YONGSUNG/KOREA | ea | M10 | 13 | 13 | ea | LAMP,YSBPL2-DL11G,DC110V,GREEN,25PI,LED,YONGSUNG/KOREA
ED | 1021 | Parts | Nguyễn Công Hùng | LAMP | A31300299 | 10210003274 | LAMP,YSBPL2-DL11Y,110VDC,YELLOW,25PI,LED,YONGSUNG/KOREA | ea | E31 | 3 | 3 | ea | LAMP,YSBPL2-DL11Y,DC110V,YELLOW,25PI,LED,YONGSUNG/KOREA
ED | 1021 | Parts | Nguyễn Công Hùng | LAMP | A31300304 | 10210003275 | LAMP,YSBPL2-AL22W,220VAC,50/60Hz,WHITE,25PI,LED,YONGSUNG/KOREA | ea | E31 | 5 | 5 | ea | LAMP,YSBPL2-AL22W,AC220V,50/60Hz,WHITE,25PI,LED,YONGSUNG/KOREA
ED | 1021 | Parts | Nguyễn Công Hùng | LAMP | A31300321 | 10210003276 | LAMP,YSBPL2-AL22R,220VAC,50/60Hz,RED,25PI,LED,ENGLISH,TROPIC/HUMIDITY,YONGSUNG/KOREA | ea | E31 | 3 | 3 | ea | LAMP,YSBPL2-AL22R,AC220V,50/60Hz,RED,25PI,LED,YONGSUNG/KOREA
ED | 1021 | Parts | Nguyễn Công Hùng | LAMP | A31300337 | 10210003277 | LAMP,YSPL3-AL11W,110VAC,50/60Hz,WHITE,30PI,LED,YONGSUNG/KOREA | ea | E31 | 15 | 15 | ea | LAMP,YSPL3-AL11W,AC110V,50/60Hz,WHITE,30PI,LED,YONGSUNG/KOREA
ED | 1021 | Parts | Nguyễn Công Hùng | LAMP | A31300394 | 10210003256 | LAMP,YSBSL33-DL11 O16,1X6,110VDC,ORANGE,30x30,LED,YONGSUNG/KOREA | ea | M10 | 1 | 1 | ea | LAMP,YSBSL33-DL11-O,1x6,DC110V,ORANGE,30x30,LED,YONGSUNG/KOREA
ED | 1021 | Parts | Nguyễn Công Hùng | LAMP | A31300396 | 10210003299 | LAMP,HC25P-22ALR,AC200-240V,50/60Hz,RED COLOR,25PI,LED TYPE,HIVERO/VIETNAM | ea | M10 | 63 | 63 | ea | LAMP,HC25P-22ALR,AC200-240V,50/60Hz,RED,25PI,LED,HIVERO/VIETNAM
ED | 1021 | Parts | Nguyễn Công Hùng | LAMP | A31300397 | 10210003300 | LAMP,HC25P-22ALY,AC200-240V,50/60Hz,YELLOW COLOR,25PI,LED TYPE,HIVERO/VIETNAM | ea | M10 | 26 | 26 | ea | LAMP,HC25P-22ALY,AC200-240V,50/60Hz,YELLOW,25PI,LED,HIVERO/VIETNAM
ED | 1021 | Parts | Nguyễn Công Hùng | LAMP | A31300398 | 10210003301 | LAMP,HC25P-22ALBu,AC200-240V,50/60Hz,BLUE COLOR,25PI,LED TYPE,HIVERO/VIETNAM | ea | M10 | 1 | 1 | ea | LAMP,HC25P-22ALBu,AC200-240V,50/60Hz,BLUE,25PI,LED,HIVERO/VIETNAM
ED | 1021 | Parts | Nguyễn Công Hùng | LAMP | A31300399 | 10210003302 | LAMP,HC25P-22ALG,AC200-240V,50/60Hz,GREEN COLOR,25PI,LED TYPE,HIVERO/VIETNAM | ea | M10 | 20 | 20 | ea | LAMP,HC25P-22ALG,AC200-240V,50/60Hz,GREEN,25PI,LED,HIVERO/VIETNAM
ED | 1021 | Parts | Nguyễn Công Hùng | LAMP | A31300402 | 10210003303 | LAMP,HC25P-22ALW,AC200-240V,50/60Hz,WHITE COLOR,25PI,LED TYPE,HIVERO/VIETNAM | ea | M10 | 13 | 13 | ea | LAMP,HC25P-22ALW,AC200-240V,50/60Hz,WHITE,25PI,LED,HIVERO/VIETNAM
ED | 1021 | Parts | Nguyễn Công Hùng | LAMP | A31300403 | 10210003304 | LAMP,HC25P-22DLR,DC220V,RED COLOR,25PI,LED TYPE,HIVERO/VIETNAM | ea | M10 | 3 | 3 | ea | LAMP,HC25P-22DLR,DC220V,RED,25PI,LED,HIVERO/VIETNAM
ED | 1021 | Parts | Nguyễn Công Hùng | LAMP | A31300404 | 10210003305 | LAMP,HC25P-22DLY,DC220V,YELLOW COLOR,25PI,LED TYPE,HIVERO/VIETNAM | ea | M10 | 3 | 3 | ea | LAMP,HC25P-22DLY,DC220V,YELLOW,25PI,LED,HIVERO/VIETNAM
ED | 1021 | Parts | Nguyễn Công Hùng | LAMP | A31300405 | 10210003306 | LAMP,HC25P-22DLBu,DC220V,BLUE COLOR,25PI,LED TYPE,HIVERO/VIETNAM | ea | M10 | 1 | 1 | ea | LAMP,HC25P-22DLBu,DC220V,BLUE,25PI,LED,HIVERO/VIETNAM
ED | 1021 | Parts | Nguyễn Công Hùng | LAMP | A31300409 | 10210003307 | LAMP,HC25P-22DLW,DC220V,WHITE COLOR,25PI,LED TYPE,HIVERO/VIETNAM | ea | M10 | 3 | 3 | ea | LAMP,HC25P-22DLW,DC220V,WHITE,25PI,LED,HIVERO/VIETNAM
ED | 1021 | Parts | Nguyễn Công Hùng | LAMP | A31300410 | 10210003308 | LAMP,HC25P-11FLR,AC/DC100-130V,50/60Hz,RED COLOR,25PI,LED TYPE,HIVERO/VIETNAM | ea | M10 | 38 | 38 | ea | LAMP,HC25P-11FLR,AC/DC100-130V,50/60Hz,RED,25PI,LED,HIVERO/VIETNAM
ED | 1021 | Parts | Nguyễn Công Hùng | LAMP | A31300411 | 10210003309 | LAMP,HC25P-11FLY,AC/DC100-130V,50/60Hz,YELLOW COLOR,25PI,LED TYPE,HIVERO/VIETNAM | ea | M10 | 37 | 37 | #N/A | #N/A
ED | 1021 | Parts | Nguyễn Công Hùng | LAMP | A31300413 | 10210003310 | LAMP,HC25P-11FLG,AC/DC100-130V,50/60Hz,GREEN COLOR,25PI,LED TYPE,HIVERO/VIETNAM | ea | M10 | 8 | 8 | ea | LAMP,HC25P-11FLG,AC/DC100-130V,50/60Hz,GREEN,25PI,LED,HIVERO/VIETNAM
ED | 1021 | Parts | Nguyễn Công Hùng | LAMP | A31300424 | 10210003311 | LAMP,HC25P-34ALBu,AC380-440V,50/60Hz,BLUE COLOR,25PI,LED TYPE,HIVERO/VIETNAM | ea | M10 | 4 | 4 | ea | LAMP,HC25P-34ALBu,AC380-440V,50/60Hz,BLUE,25PI,LED,HIVERO/VIETNAM
ED | 1021 | Parts | Nguyễn Công Hùng | LAMP | A31300425 | 10210003312 | LAMP,HC25P-34ALR,AC380-440V,50/60Hz,RED COLOR,25PI,LED TYPE,HIVERO/VIETNAM | ea | M10 | 5 | 5 | ea | LAMP,HC25P-34ALR,AC380-440V,50/60Hz,RED,25PI,LED,HIVERO/VIETNAM
ED | 1021 | Parts | Nguyễn Công Hùng | LAMP | A31300426 | 10210003313 | LAMP,HC25P-34ALY,AC380-440V,50/60Hz,YELLOW COLOR,25PI,LED TYPE,HIVERO/VIETNAM | ea | M10 | 5 | 5 | ea | LAMP,HC25P-34ALY,AC380-440V,50/60Hz,YELLOW,25PI,LED,HIVERO/VIETNAM
ED | 1021 | Parts | Nguyễn Công Hùng | LAMP | A31300454 | 10210003314 | LAMP,HC25P-6ALW,63.5VAC,50/60Hz,WHITE COLOR,25PI,LED TYPE,HIVERO/VIETNAM | ea | M10 | 1 | 1 | ea | LAMP,HC25P-6ALW,AC63.5V,50/60Hz,WHITE,25PI,LED,HIVERO/VIETNAM
ED | 1021 | Parts | Nguyễn Công Hùng | LAMP | A31300455 | 10210003290 | LAMP,YSPL3-DL11N,110VDC,NAVY BLUE,30PI,LED,Standard UL 94/VO,YONGSUNG/KOREA | ea | E31 | 7 | 7 | ea | LAMP,YSPL3-DL11N,DC110V,NAVY BLUE,30PI,LED,Standard UL 94/VO,YONGSUNG/KOREA
ED | 1021 | Parts | Nguyễn Công Hùng | LAMP | A31300467 | 10210003291 | LAMP,YSPL3-DL11R,110VDC,RED,30PI,LED,Standard UL 94/VO,YONGSUNG/KOREA | ea | M10 | 10 | 10 | ea | LAMP,YSPL3-DL11R,DC110V,RED,30PI,LED,Standard UL 94/VO,YONGSUNG/KOREA
ED | 1021 | Parts | Nguyễn Công Hùng | LAMP | A31300468 | 10210003292 | LAMP,YSPL3-DL11G,110VDC,GREEN,30PI,LED,Standard UL 94/VO,YONGSUNG/KOREA | ea | M10 | 10 | 10 | ea | LAMP,YSPL3-DL11G,DC110V,GREEN,30PI,LED,Standard UL 94/VO,YONGSUNG/KOREA
ED | 1021 | Parts | Nguyễn Công Hùng | LAMP | A31300476 | 10210003293 | LAMP,YSBSL33-DL11(RRYGYYYY),1X8,110VDC,RED+YELLOW+GREEN,30x30,LED,Standard UL 94/VO,YONGSUNG/KOREA | ea | E31 | 4 | 4 | ea | LAMP,YSBSL33-DL11-RGY,1x8(R/2+Y/1+G/1+Y/4),DC110V,RED/YELLOW/GREEN,30x30,LED,Standard UL 94/VO,YONGSUNG/KOREA
ED | 1021 | Parts | Nguyễn Công Hùng | LAMP | A31300476 | 10210003293 | LAMP,YSBSL33-DL11(RRYGYYYY),1X8,110VDC,RED+YELLOW+GREEN,30x30,LED,Standard UL 94/VO,YONGSUNG/KOREA | ea | M10 | 12 | 12 | ea | LAMP,YSBSL33-DL11-RGY,1x8(R/2+Y/1+G/1+Y/4),DC110V,RED/YELLOW/GREEN,30x30,LED,Standard UL 94/VO,YONGSUNG/KOREA
ED | 1021 | Parts | Nguyễn Công Hùng | LAMP | A31300486 | 10210003294 | LAMP,YSBSL33-DL11(GY),1X2,110VDC,GREEN+YELLOW,30x30,LED,Standard UL 94/VO,YONGSUNG/KOREA | ea | E31 | 2 | 2 | ea | LAMP,YSBSL33-DL11-GY,1x2(G/1+Y/1),DC110V,GREEN/YELLOW,30x30,LED,Standard UL 94/VO,YONGSUNG/KOREA
ED | 1021 | Parts | Nguyễn Công Hùng | LAMP | A31300488 | 10210003295 | LAMP,YSBSL33-DL11(RYYGYYY/YYYYYYY),2X7,110VDC,RED+YELLOW+GREEN,30x30,LED,Standard UL 94/VO,YONGSUNG/KOREA | ea | E31 | 2 | 2 | ea | LAMP,YSBSL33-DL11-RGY,2x7(R/1+Y/2+G/1+Y/10),DC110V,RED/YELLOW/GREEN,30x30,LED,Standard UL 94/VO,YONGSUNG/KOREA
ED | 1021 | Parts | Nguyễn Công Hùng | LAMP | A31300490 | 10210003296 | LAMP,YSBSL33-DL11(RYGYY/YYYYY),2X5,110VDC,RED+YELLOW+GREEN,30x30,LED,Standard UL 94/VO,YONGSUNG/KOREA | ea | E31 | 2 | 2 | ea | LAMP,YSBSL33-DL11-RGY,2x5(R/1+Y/1+G/1+Y/7),DC110V,RED/YELLOW/GREEN,30x30,LED,Standard UL 94/VO,YONGSUNG/KOREA
ED | 1021 | Parts | Nguyễn Công Hùng | LAMP | A31300499 | 10210003288 | LAMP,YSPL2-AL24W,AC/DC24V,50/60Hz,WHITE,25PI,LED,YONGSUNG/KOREA | ea | E31 | 3 | 3 | ea | LAMP,YSPL2-AL24W,AC/DC24V,50/60Hz,WHITE,25PI,LED,YONGSUNG/KOREA
ED | 1021 | Parts | Nguyễn Công Hùng | LAMP | A31300507 | 10210003278 | LAMP,YSBSL33-AL22 Y13,1X3,220VAC,50/60Hz,YELLOW,30x30,LED,YONGSUNG/KOREA | ea | M10 | 26 | 26 | ea | LAMP,YSBSL33-AL22-Y,1x3,AC220V,50/60Hz,YELLOW,30x30,LED,YONGSUNG/KOREA
ED | 1021 | Parts | Nguyễn Công Hùng | LAMP | A31300509 | 10210003279 | LAMP,YSBSL33-AL22 Y25,2X5,220VAC,50/60Hz,YELLOW,30x30,LED,YONGSUNG/KOREA | ea | M10 | 2 | 2 | ea | LAMP,YSBSL33-AL22-Y,2x5,AC220V,50/60Hz,YELLOW,30x30,LED,YONGSUNG/KOREA
ED | 1021 | Parts | Nguyễn Công Hùng | LAMP | A31300512 | 10210003280 | LAMP,LED lamp Green color for YS BSL33-DL11,30x30,YONGSUNG/KOREA | ea | M10 | 12 | 12 | ea | LAMP,LED lamp Green color for YS BSL33-DL11,30x30,LED,YONGSUNG/KOREA
ED | 1021 | Parts | Nguyễn Công Hùng | LAMP | A31300515 | 10210003281 | LAMP,YSBRL34-DL11(RRRRRWWW),1X8,110VDC,30x40,LED,YONGSUNG/KOREA | ea | E31 | 2 | 2 | ea | LAMP,YSBRL34-DL11-RW,1x8(R/5+W/3),DC110V,RED/WHITE,30x40,LED,YONGSUNG/KOREA
ED | 1021 | Parts | Nguyễn Công Hùng | LAMP | A31300517 | 10210003282 | LAMP,YSBRL34-DL11(RRWWW),1X5,110VDC,30x40,LED,YONGSUNG/KOREA | ea | E31 | 1 | 1 | ea | LAMP,YSBRL34-DL11-RW,1x5(R/2+W/3),DC110V,RED/WHITE,30x40,LED,YONGSUNG/KOREA
ED | 1021 | Parts | Nguyễn Công Hùng | LAMP | A31300519 | 10210003283 | LAMP,YSBRL34-DL11(RRRWW),1X5,110VDC,30x40,LED,YONGSUNG/KOREA | ea | E31 | 2 | 2 | ea | LAMP,YSBRL34-DL11-RW,1x5(R/3+W/2),DC110V,RED/WHITE,30x40,LED,YONGSUNG/KOREA
ED | 1021 | Parts | Nguyễn Công Hùng | LAMP | A31300520 | 10210003284 | LAMP,YSBRL34-DL11(RRRRRYWWWY),1X10,110VDC,30x40,LED,YONGSUNG/KOREA | ea | M10 | 5 | 5 | ea | LAMP,YSBRL34-DL11-RYW,1x10(R/5+Y/1+W/3+Y/1),DC110V,RED/WHITE,30x40,LED,YONGSUNG/KOREA
ED | 1021 | Parts | Nguyễn Công Hùng | LAMP | A31300528 | 10210003298 | LAMP,YSBRL34-DL11W36,3X6,110VDC,WHITE COLOR,30x40,LED,YONGSUNG/KOREA | ea | M10 | 5 | 5 | ea | LAMP,YSBRL34-DL11-W,3x6,DC110V,WHITE,30x40,LED,YONGSUNG/KOREA
ED | 1021 | Parts | Nguyễn Công Hùng | LAMP | A31300529 | 10210003297 | LAMP,Tower light and eletric horn,STNDLF-2-110/220-RG,2 layer(Red,Green),AC110-220V,LED TYPE,With SD card 8GB allows user defined sound tone,Q-LIGHT/KOREA | ea | M10 | 21 | 21 | ea | LAMP,STNDLF-2-110/220-RG,Tower light and eletric horn,STNDLF-2-110/220-RG,2 layer(Red/Green),AC110-220V,LED,With SD card 8GB allows user defined sound tone,Q-LIGHT/KOREA
ED | 1021 | Parts | Nguyễn Công Hùng | LAMP | A31300530 | 10210003285 | LAMP,YW1P-1EQHR,110VAC/DC,RED,22PI,LED,IDEC/CHINA | ea | M10 | 13 | 13 | ea | LAMP,YW1P-1EQHR,AC/DC110V,RED,22PI,LED,IDEC/CHINA
ED | 1021 | Parts | Nguyễn Công Hùng | LAMP | A31300531 | 10210003286 | LAMP,YW1P-1EQHG,110VAC/DC,GREEN,22PI,LED,IDEC/CHINA | ea | M10 | 13 | 13 | ea | LAMP,YW1P-1EQHG,AC/DC110V,GREEN,22PI,LED,IDEC/CHINA
ED | 1021 | Parts | Nguyễn Công Hùng | LAMP | A31300532 | 10210003287 | LAMP,YSSL33-DL11 R25,2X5,110VDC,RED,30x30,LED,YONGSUNG/KOREA | ea | M10 | 1 | 1 | ea | LAMP,YSBSL33-DL11-R,2x5,DC110V,RED,30x30,LED,YONGSUNG/KOREA
ED | #N/A | Parts | Vương Thành Đạt | RES | A31900002 |  | RES,5W,33K | ea | M10 | 88 | 88 | #N/A | #N/A
ED | 0866 | Parts | Vương Thành Đạt | RESISTOR | A31900012 |  | RESISTOR,5W,22K | ea | M10 | 61 | 61 | #N/A | #N/A
ED | 0866 | Parts | Vương Thành Đạt | RESISTOR | A31900015 |  | RESISTOR,0.5W,120 OHM | ea | M10 | 81 | 81 | #N/A | #N/A
ED | 0866 | Parts | Vương Thành Đạt | RESISTOR | A31900027 |  | RESISTOR,15W,5.2kOhm | ea | M10 | 711 | 711 | #N/A | #N/A
ED | 0866 | Parts | Vương Thành Đạt | RESISTOR | A31900028 |  | RESISTOR,1W,51kOhm,Local | ea | M10 | 2 | 2 | #N/A | #N/A
ED | 0866 | Parts | Vương Thành Đạt | RESISTOR | A31900029 |  | RESISTOR,10W,2.7K | ea | M10 | 48 | 48 | #N/A | #N/A
ED | 0866 | Parts | Vương Thành Đạt | RESISTOR | A31900030 |  | RESISTOR,1W,39kOhm,Local | ea | M10 | 9 | 9 | #N/A | #N/A
ED | 0866 | Parts | Vương Thành Đạt | RESISTOR | A31900034 | 08660004685 | RESISTOR,KZG,30W,0.9k Ohm,tolerance 5%,RARA/KOREA | ea | M10 | 4 | 4 | #N/A | #N/A
ED | 0876 | Parts | Vương Thành Đạt | RESISTOR VARIABLE | A32000013 |  | RESISTOR VARIABLE,VR,3590S-2-103L,0-10kOhm,BOURNS/MEXICO | ea | M10 | 17 | 17 | #N/A | #N/A
ED | 0876 | Parts | Vương Thành Đạt | RESISTOR VARIABLE | A32000014 |  | RESISTOR VARIABLE,KNOBS,H-22-6A,BOURNS/MEXICO | ea | M10 | 35 | 35 | #N/A | #N/A
ED | 0916 | Parts | Vương Thành Đạt | SENSOR | A32300025 | 09160000841 | SENSOR,P105-15000 SMOKE DECTECTOR,DAE/KOREA | ea | M10 | 23 | 23 | #N/A | #N/A
ED | 0916 | Parts | Vương Thành Đạt | SENSOR | A32300027 | 09160000842 | SENSOR,SENSOR,PT100 OHM,1channel,Wire(6M),HYUPHWA/KOREA | ea | E31 | 72 | 72 | #N/A | #N/A
ED | 0986 | Parts | Vương Thành Đạt | SOCKET | A32400047 | 09860000481 | SOCKET,SOCKET P2CF-08,8 PINS,INSTALLATION:DIN RAIL,USE FOR TIMER,OMRON/JAPAN | ea | M10 | 40 | 40 | #N/A | #N/A
ED | 0986 | Parts | Vương Thành Đạt | SOCKET | A32400057 | 09860000482 | SOCKET,SOCKET F-EMP,FOR VDF-10,ARTECHE/SPAIN | ea | M10 | 2 | 2 | #N/A | #N/A
ED | 0986 | Parts | Vương Thành Đạt | SOCKET | A32400080 | 09860000483 | SOCKET,SOCKET DIN RAIL,FN-DE IP10,FOR RF-4R,ARTECHE/SPAIN | ea | M10 | 8 | 8 | #N/A | #N/A
ED | 0986 | Parts | Vương Thành Đạt | SOCKET | A32400111 | 09860000484 | SOCKET,SOCKET,S18UAM,2P+E,250V,16A,W/plastic cover,WITH SINGLE SURFACE BOX,SINO/VIETNAM | ea | M10 | 38 | 38 | #N/A | #N/A
ED | 0986 | Parts | Vương Thành Đạt | SOCKET | A32400113 | 09860000485 | SOCKET,SOCKET,LIOA QT3025 (30m - 2Cx2.5 SQmm),LIOA/VIETNAM | ea | M10 | 2 | 2 | #N/A | #N/A
ED | 0986 | Parts | Vương Thành Đạt | SOCKET | A32400121 | 09860000486 | SOCKET,SOCKET,S986UAMX,2P+E and 1hole,250V,16A,W/plastic cover,With surface box S238,With contact A96/1/2M,SINO/VIETNAM | set | M10 | 73 | 73 | #N/A | #N/A
ED | 0986 | Parts | Vương Thành Đạt | SOCKET | A32400130 | '09860000480 | SOCKET,SOCKET,PS-08(N),8 PINS,AUTONICS/CHINA | ea | M10 | 2 | 2 | #N/A | #N/A
ED | 0986 | Parts | Vương Thành Đạt | SOCKET | A32400139 | 09860000487 | SOCKET,SOCKET PTF14A,14 PIN,USE FOR AUX.RELAY LY4N,OMRON/JAPAN | ea | E31 | 802 | 802 | #N/A | #N/A
ED | 0986 | Parts | Vương Thành Đạt | SOCKET | A32400139 | 09860000487 | SOCKET,SOCKET PTF14A,14 PIN,USE FOR AUX.RELAY LY4N,OMRON/JAPAN | ea | M10 | 349 | 349 | #N/A | #N/A
ED | 1006 | Parts | Nguyễn Công Hùng | T/B | A32600001 | 10062725102 | T/B,YSAT015-01ZA,1P,15A,ASSEMBLY TERMINAL BLOCK,BOLT:Zn PLATING,YONGSUNG/KOREA | ea | M10 | 34 | 34 | ea | T/B,YSAT015-01ZA 1P 15A,ASSEMBLY TERMINAL BLOCK(BOLT:Zn PLATING),YONGSUNG/KOREA
ED | 1006 | Parts | Nguyễn Công Hùng | T/B | A32600003 | 10062725104 | T/B,YSAT035-01ZA,1P,35A,ASSEMBLY TERMINAL BLOCK,BOLT:Zn PLATING,YONGSUNG/KOREA | ea | E31 | 34 | 34 | ea | T/B,YSAT035-01ZA 1P 35A,ASSEMBLY TERMINAL BLOCK(BOLT:Zn PLATING),YONGSUNG/KOREA
ED | 1006 | Parts | Nguyễn Công Hùng | T/B | A32600003 | 10062725104 | T/B,YSAT035-01ZA,1P,35A,ASSEMBLY TERMINAL BLOCK,BOLT:Zn PLATING,YONGSUNG/KOREA | ea | M10 | 72 | 72 | ea | T/B,YSAT035-01ZA 1P 35A,ASSEMBLY TERMINAL BLOCK(BOLT:Zn PLATING),YONGSUNG/KOREA
ED | 1006 | Parts | Nguyễn Công Hùng | T/B | A32600006 | 10062725105 | T/B,YSFT030-03ZF,3P,30A,FIXING TERMINAL BLOCK,BOLT:Zn PLATING,W/PVC COVER,YONGSUNG/KOREA | ea | M10 | 4 | 4 | ea | T/B,YSFT030-03ZF 3P 30A,FIXING TERMINAL BLOCK(BOLT:Zn PLATING) W/PVC COVER,YONGSUNG/KOREA
ED | 1006 | Parts | Nguyễn Công Hùng | T/B | A32600007 | 10062725106 | T/B,YSFT060-03ZF,3P,60A,FIXING TERMINAL BLOCK,BOLT:Zn PLATING,W/PVC COVER,YONGSUNG/KOREA | ea | E31 | 3 | 3 | ea | T/B,YSFT060-03ZF 3P 60A,FIXING TERMINAL BLOCK(BOLT:Zn PLATING) W/PVC COVER,YONGSUNG/KOREA
ED | 1006 | Parts | Nguyễn Công Hùng | T/B | A32600010 | 10062725107 | T/B,YSFT030-04ZF,4P,30A,FIXING TERMINAL BLOCK,BOLT:Zn PLATING,W/PVC COVER,YONGSUNG/KOREA | ea | M10 | 3 | 3 | ea | T/B,YSFT030-04ZF 4P 30A,FIXING TERMINAL BLOCK(BOLT:Zn PLATING) W/PVC COVER,YONGSUNG/KOREA
ED | 1006 | Parts | Nguyễn Công Hùng | T/B | A32600012 | 10062725108 | T/B,YSFT100-04ZF,4P,100A,FIXING TERMINAL BLOCK,BOLT:Zn PLATING,W/PVC COVER,YONGSUNG/KOREA | ea | E31 | 19 | 19 | ea | T/B,YSFT100-04ZF 4P 100A,FIXING TERMINAL BLOCK(BOLT:Zn PLATING) W/PVC COVER,YONGSUNG/KOREA
ED | 1006 | Parts | Nguyễn Công Hùng | T/B | A32600012 | 10062725108 | T/B,YSFT100-04ZF,4P,100A,FIXING TERMINAL BLOCK,BOLT:Zn PLATING,W/PVC COVER,YONGSUNG/KOREA | ea | M10 | 1 | 1 | ea | T/B,YSFT100-04ZF 4P 100A,FIXING TERMINAL BLOCK(BOLT:Zn PLATING) W/PVC COVER,YONGSUNG/KOREA
ED | 1006 | Parts | Nguyễn Công Hùng | T/B | A32600015 | 10062725109 | T/B,YSCT-02AFS,2P,COMMON TERMINAL BLOCK,BOLT:STAINLESS STEEL,W/PVC COVER,YONGSUNG/KOREA | ea | E31 | 37 | 37 | ea | T/B,YSCT-02AFS 2P,BOLT:STAINLESS STEEL(W/PVC COVER),YONGSUNG/KOREA
ED | 1006 | Parts | Nguyễn Công Hùng | T/B | A32600015 | 10062725109 | T/B,YSCT-02AFS,2P,COMMON TERMINAL BLOCK,BOLT:STAINLESS STEEL,W/PVC COVER,YONGSUNG/KOREA | ea | M10 | 43 | 43 | ea | T/B,YSCT-02AFS 2P,BOLT:STAINLESS STEEL(W/PVC COVER),YONGSUNG/KOREA
ED | 1006 | Parts | Nguyễn Công Hùng | T/B | A32600017 | 10062725110 | T/B,YSCT-04AFS,4P,COMMON TERMINAL BLOCK,BOLT:STAINLESS STEEL,W/PVC COVER,YONGSUNG/KOREA | ea | E31 | 24 | 24 | ea | T/B,YSCT-04AFS 4P,BOLT:STAINLESS STEEL(W/PVC COVER),YONGSUNG/KOREA
ED | 1006 | Parts | Nguyễn Công Hùng | T/B | A32600017 | 10062725110 | T/B,YSCT-04AFS,4P,COMMON TERMINAL BLOCK,BOLT:STAINLESS STEEL,W/PVC COVER,YONGSUNG/KOREA | ea | M10 | 51 | 51 | ea | T/B,YSCT-04AFS 4P,BOLT:STAINLESS STEEL(W/PVC COVER),YONGSUNG/KOREA
ED | 1006 | Parts | Nguyễn Công Hùng | T/B | A32600018 | 10062725111 | T/B,YSCT-05AFS,5P,COMMON TERMINAL BLOCK,BOLT:STAINLESS STEEL,W/PVC COVER,YONGSUNG/KOREA | ea | M10 | 1 | 1 | ea | T/B,YSCT-05AFS 5P,BOLT:STAINLESS STEEL(W/PVC COVER),YONGSUNG/KOREA
ED | 1006 | Parts | Nguyễn Công Hùng | T/B | A32600019 | 10062725112 | T/B,YSCT-06AFS,6P,COMMON TERMINAL BLOCK,BOLT:STAINLESS STEEL,W/PVC COVER,YONGSUNG/KOREA | ea | E31 | 75 | 75 | ea | T/B,YSCT-06AFS 6P,BOLT:STAINLESS STEEL(W/PVC COVER),YONGSUNG/KOREA
ED | 1006 | Parts | Nguyễn Công Hùng | T/B | A32600019 | 10062725112 | T/B,YSCT-06AFS,6P,COMMON TERMINAL BLOCK,BOLT:STAINLESS STEEL,W/PVC COVER,YONGSUNG/KOREA | ea | M10 | 36 | 36 | ea | T/B,YSCT-06AFS 6P,BOLT:STAINLESS STEEL(W/PVC COVER),YONGSUNG/KOREA
ED | 1006 | Parts | Nguyễn Công Hùng | T/B | A32600055 | 11020000049 | T/B,SEPARATOR,YS2AS-1,FOR YSAT020,FRONT,2 STAGES,YONGSUNG/KOREA | ea | M10 | 2061 | 2061 | ea | T/B ASS'Y,SEPARATOR,YS2AS-1 (2 STAGES FOR YSAT020 2 LAYERS/FRONT),YONGSUNG/KOREA
ED | 1006 | Parts | Nguyễn Công Hùng | T/B | A32600056 | 11020000010 | T/B,SEPARATOR,YS2AS-2,FOR YSAT020,REAR,2 STAGES,YONGSUNG/KOREA | ea | E31 | 1720 | 1720 | ea | T/B ASS'Y,SEPARATOR,YS2AS-2 (2 STAGES FOR YSAT020 2 LAYERS/BACK),YONGSUNG/KOREA
ED | 1006 | Parts | Nguyễn Công Hùng | T/B | A32600056 | 11020000010 | T/B,SEPARATOR,YS2AS-2,FOR YSAT020,REAR,2 STAGES,YONGSUNG/KOREA | ea | M10 | 346 | 346 | ea | T/B ASS'Y,SEPARATOR,YS2AS-2 (2 STAGES FOR YSAT020 2 LAYERS/BACK),YONGSUNG/KOREA
ED | 1006 | Parts | Nguyễn Công Hùng | T/B | A32600101 | 10062725113 | T/B,URTK/S,1P,57A,TEST DISCONNECT TERMINAL BLOCK,ORDER No:0311087,PHOENIX CONTACT | ea | M10 | 12 | 12 | ea | T/B,URTK/S 1P 57A,TEST DISCONNECT TERMINAL BLOCK(ORDER No:0311087),PHOENIX CONTACT
ED | 1006 | Parts | Nguyễn Công Hùng | T/B | A32600150 | 10062725114 | T/B,YSFT100-03SF,3P,100A,FIXING TERMINAL BLOCK,BOLT:STAINLESS STEEL,W/PVC COVER,YONGSUNG/KOREA | ea | E31 | 6 | 6 | ea | T/B,YSFT100-03SF 3P 100A,FIXING TERMINAL BLOCK(BOLT:STAINLESS STEEL) W/PVC COVER,YONGSUNG/KOREA
ED | 1006 | Parts | Nguyễn Công Hùng | T/B | A32600152 | 10062725115 | T/B,YSAT015-01SA,1P,15A,ASSEMBLY TERMINAL BLOCK,BOLT:STAINLESS STEEL,YONGSUNG/KOREA | ea | E31 | 8648 | 8648 | ea | T/B,YSAT015-01SA 1P 15A,ASSEMBLY TERMINAL BLOCK(BOLT:STAINLESS STEEL),YONGSUNG/KOREA
ED | 1006 | Parts | Nguyễn Công Hùng | T/B | A32600152 | 10062725115 | T/B,YSAT015-01SA,1P,15A,ASSEMBLY TERMINAL BLOCK,BOLT:STAINLESS STEEL,YONGSUNG/KOREA | ea | M10 | 2212 | 2212 | ea | T/B,YSAT015-01SA 1P 15A,ASSEMBLY TERMINAL BLOCK(BOLT:STAINLESS STEEL),YONGSUNG/KOREA
ED | 1006 | Parts | Nguyễn Công Hùng | T/B | A32600153 | 10062725116 | T/B,YSAT025-01SA,1P,25A,ASSEMBLY TERMINAL BLOCK,BOLT:STAINLESS STEEL,YONGSUNG/KOREA | ea | E31 | 1417 | 1417 | ea | T/B,YSAT025-01SA 1P 25A,ASSEMBLY TERMINAL BLOCK(BOLT:STAINLESS STEEL),YONGSUNG/KOREA
ED | 1006 | Parts | Nguyễn Công Hùng | T/B | A32600153 | 10062725116 | T/B,YSAT025-01SA,1P,25A,ASSEMBLY TERMINAL BLOCK,BOLT:STAINLESS STEEL,YONGSUNG/KOREA | ea | M10 | 449 | 449 | ea | T/B,YSAT025-01SA 1P 25A,ASSEMBLY TERMINAL BLOCK(BOLT:STAINLESS STEEL),YONGSUNG/KOREA
ED | 1006 | Parts | Nguyễn Công Hùng | T/B | A32600154 | 10062725117 | T/B,YSAT035-01SA,1P,35A,ASSEMBLY TERMINAL BLOCK,BOLT:STAINLESS STEEL,YONGSUNG/KOREA | ea | E31 | 9 | 9 | ea | T/B,YSAT035-01SA 1P 35A,ASSEMBLY TERMINAL BLOCK(BOLT:STAINLESS STEEL),YONGSUNG/KOREA
ED | 1006 | Parts | Nguyễn Công Hùng | T/B | A32600154 | 10062725117 | T/B,YSAT035-01SA,1P,35A,ASSEMBLY TERMINAL BLOCK,BOLT:STAINLESS STEEL,YONGSUNG/KOREA | ea | M10 | 1038 | 1038 | ea | T/B,YSAT035-01SA 1P 35A,ASSEMBLY TERMINAL BLOCK(BOLT:STAINLESS STEEL),YONGSUNG/KOREA
ED | 1006 | Parts | Nguyễn Công Hùng | T/B | A32600167 | 10062725118 | T/B,YSFT030-03SF,3P,30A,FIXING TERMINAL BLOCK,BOLT:STAINLESS STEEL,W/PVC COVER,YONGSUNG/KOREA | ea | E31 | 1 | 1 | ea | T/B,YSFT030-03SF 3P 30A,FIXING TERMINAL BLOCK(BOLT:STAINLESS STEEL) W/PVC COVER,YONGSUNG/KOREA
ED | 1006 | Parts | Nguyễn Công Hùng | T/B | A32600167 | 10062725118 | T/B,YSFT030-03SF,3P,30A,FIXING TERMINAL BLOCK,BOLT:STAINLESS STEEL,W/PVC COVER,YONGSUNG/KOREA | ea | M10 | 4 | 4 | ea | T/B,YSFT030-03SF 3P 30A,FIXING TERMINAL BLOCK(BOLT:STAINLESS STEEL) W/PVC COVER,YONGSUNG/KOREA
ED | 1006 | Parts | Nguyễn Công Hùng | T/B | A32600169 | 10062725119 | T/B,YSFT030-06SF,6P,30A,FIXING TERMINAL BLOCK,BOLT:STAINLESS STEEL,W/PVC COVER,YONGSUNG/KOREA | ea | E31 | 3 | 3 | ea | T/B,YSFT030-06SF 6P 30A,FIXING TERMINAL BLOCK(BOLT:STAINLESS STEEL) W/PVC COVER,YONGSUNG/KOREA
ED | 1006 | Parts | Nguyễn Công Hùng | T/B | A32600169 | 10062725119 | T/B,YSFT030-06SF,6P,30A,FIXING TERMINAL BLOCK,BOLT:STAINLESS STEEL,W/PVC COVER,YONGSUNG/KOREA | ea | M10 | 4 | 4 | ea | T/B,YSFT030-06SF 6P 30A,FIXING TERMINAL BLOCK(BOLT:STAINLESS STEEL) W/PVC COVER,YONGSUNG/KOREA
ED | 1006 | Parts | Nguyễn Công Hùng | T/B | A32600170 | 10062725120 | T/B,YSFT030-10SF,10P,30A,FIXING TERMINAL BLOCK,BOLT:STAINLESS STEEL,W/PVC COVER,YONGSUNG/KOREA | ea | M10 | 43 | 43 | ea | T/B,YSFT030-10SF 10P 30A,FIXING TERMINAL BLOCK(BOLT:STAINLESS STEEL) W/PVC COVER,YONGSUNG/KOREA
ED | 1006 | Parts | Nguyễn Công Hùng | T/B | A32600171 | 10062725168 | T/B,YSFT060-03SF,3P,60A,FIXING TERMINAL BLOCK,BOLT:STAINLESS STEEL,W/PVC COVER,YONGSUNG/KOREA | ea | E31 | 27 | 27 | ea | T/B,YSFT060-03SF 3P 60A,FIXING TERMINAL BLOCK(BOLT:STAINLESS STEEL) W/PVC COVER
ED | 1006 | Parts | Nguyễn Công Hùng | T/B | A32600171 | 10062725168 | T/B,YSFT060-03SF,3P,60A,FIXING TERMINAL BLOCK,BOLT:STAINLESS STEEL,W/PVC COVER,YONGSUNG/KOREA | ea | M10 | 42 | 42 | ea | T/B,YSFT060-03SF 3P 60A,FIXING TERMINAL BLOCK(BOLT:STAINLESS STEEL) W/PVC COVER
ED | 1006 | Parts | Nguyễn Công Hùng | T/B | A32600172 | 10062725122 | T/B,YSFT060-04SF,4P,60A,FIXING TERMINAL BLOCK,BOLT:STAINLESS STEEL,W/PVC COVER,YONGSUNG/KOREA | ea | E31 | 1 | 1 | ea | T/B,YSFT060-04SF 4P 60A,FIXING TERMINAL BLOCK(BOLT:STAINLESS STEEL) W/PVC COVER,YONGSUNG/KOREA
ED | 1006 | Parts | Nguyễn Công Hùng | T/B | A32600173 | 10062725123 | T/B,YSFT100-04SF,4P,100A,FIXING TERMINAL BLOCK,BOLT:STAINLESS STEEL,W/PVC COVER,YONGSUNG/KOREA | ea | E31 | 3 | 3 | ea | T/B,YSFT100-04SF 4P 100A,FIXING TERMINAL BLOCK(BOLT:STAINLESS STEEL) W/PVC COVER,YONGSUNG/KOREA
ED | 1006 | Parts | Nguyễn Công Hùng | T/B | A32600174 | 10062725124 | T/B,YSFT150-03SF,3P,150A,FIXING TERMINAL BLOCK,BOLT:STAINLESS STEEL,W/PVC COVER,YONGSUNG/KOREA | ea | E31 | 10 | 10 | ea | T/B,YSFT150-03SF 3P 150A,FIXING TERMINAL BLOCK(BOLT:STAINLESS STEEL) W/PVC COVER,YONGSUNG/KOREA
ED | 1006 | Parts | Nguyễn Công Hùng | T/B | A32600174 | 10062725124 | T/B,YSFT150-03SF,3P,150A,FIXING TERMINAL BLOCK,BOLT:STAINLESS STEEL,W/PVC COVER,YONGSUNG/KOREA | ea | M10 | 3 | 3 | ea | T/B,YSFT150-03SF 3P 150A,FIXING TERMINAL BLOCK(BOLT:STAINLESS STEEL) W/PVC COVER,YONGSUNG/KOREA
ED | 1006 | Parts | Nguyễn Công Hùng | T/B | A32600175 | 10062725125 | T/B,YSFT150-04SF,4P,150A,FIXING TERMINAL BLOCK,BOLT:STAINLESS STEEL,W/PVC COVER,YONGSUNG/KOREA | ea | M10 | 1 | 1 | ea | T/B,YSFT150-04SF 4P 150A,FIXING TERMINAL BLOCK(BOLT:STAINLESS STEEL) W/PVC COVER,YONGSUNG/KOREA
ED | 1006 | Parts | Nguyễn Công Hùng | T/B | A32600178 | 10062725126 | T/B,YSFT300-03SF,3P,300A,FIXING TERMINAL BLOCK,BOLT:STAINLESS STEEL,W/PVC COVER,YONGSUNG/KOREA | ea | M10 | 2 | 2 | ea | T/B,YSFT300-03SF 3P 300A,FIXING TERMINAL BLOCK(BOLT:STAINLESS STEEL) W/PVC COVER,YONGSUNG/KOREA
ED | 1006 | Parts | Nguyễn Công Hùng | T/B | A32600179 | 10062725127 | T/B,YSFT300-04SF,4P,300A,FIXING TERMINAL BLOCK,BOLT:STAINLESS STEEL,W/PVC COVER,YONGSUNG/KOREA | ea | E31 | 14 | 14 | ea | T/B,YSFT300-04SF 4P 300A,FIXING TERMINAL BLOCK(BOLT:STAINLESS STEEL) W/PVC COVER,YONGSUNG/KOREA
ED | 1006 | Parts | Nguyễn Công Hùng | T/B | A32600179 | 10062725127 | T/B,YSFT300-04SF,4P,300A,FIXING TERMINAL BLOCK,BOLT:STAINLESS STEEL,W/PVC COVER,YONGSUNG/KOREA | ea | M10 | 8 | 8 | ea | T/B,YSFT300-04SF 4P 300A,FIXING TERMINAL BLOCK(BOLT:STAINLESS STEEL) W/PVC COVER,YONGSUNG/KOREA
ED | 1006 | Parts | Nguyễn Công Hùng | T/B | A32600182 | 10062725128 | T/B,YSFT500-03SF,3P,500A,FIXING TERMINAL BLOCK,BOLT:STAINLESS STEEL,W/PVC COVER,YONGSUNG/KOREA | ea | M10 | 4 | 4 | ea | T/B,YSFT500-03SF 3P 500A,FIXING TERMINAL BLOCK(BOLT:STAINLESS STEEL) W/PVC COVER,YONGSUNG/KOREA
ED | 1006 | Parts | Nguyễn Công Hùng | T/B | A32600183 | 10062725129 | T/B,YSFT500-04SF,4P,500A,FIXING TERMINAL BLOCK,BOLT:STAINLESS STEEL,W/PVC COVER,YONGSUNG/KOREA | ea | M10 | 4 | 4 | ea | T/B,YSFT500-04SF 4P 500A,FIXING TERMINAL BLOCK(BOLT:STAINLESS STEEL) W/PVC COVER,YONGSUNG/KOREA
ED | 1006 | Parts | Nguyễn Công Hùng | T/B | A32600236 | 10062725130 | T/B,UK 5-MTK-P/P,1P,16A,KNIFE DISCONNECT TERMINAL BLOCK,ORDER No:3004032,PHOENIX CONTACT | ea | M10 | 100 | 100 | ea | T/B,UK 5-MTK-P/P 1P 16A,KNIFE DISCONNECT TERMINAL BLOCK(ORDER No:3004032),PHOENIX CONTACT
ED | 1006 | Parts | Nguyễn Công Hùng | T/B | A32600277 | 11020000009 | T/B,NUMBERING,ZB8H,FROM 11~20,KECO/CHINA | ea | M10 | 2680 | 2680 | ea | T/B ASS'Y,NUMBERING,ZB8H (FROM 11-20),ECO/CHINA
ED | 1006 | Parts | Nguyễn Công Hùng | T/B | A32600281 | 11020000011 | T/B,END COVER,D-URTK/S,FOR TB HURTK/S,KECO | ea | M10 | 169 | 169 | ea | T/B ASS'Y,END COVER,D-URTK/S FOR TB HURTK/S,KECO/CHINA
ED | 1006 | Parts | Nguyễn Công Hùng | T/B | A32600362 | 10062725131 | T/B,YS2AT020-01S,1P,20A,ASSEMBLY TERMINAL BLOCK,STAINLESS,2 LAYER ASSEMBLY TERMINAL BLOCK,YONGSUNG/KOREA | ea | M10 | 10390 | 10390 | ea | T/B,YS2AT020-01S 1P 20A,ASSEMBLY TERMINAL BLOCK(BOLT:STAINLESS STEEL) 2 LAYER ASSEMBLY TERMINAL BLOCK,YONGSUNG/KOREA
ED | 1006 | Parts | Nguyễn Công Hùng | T/B | A32600365 | 11020000008 | T/B,PROTECTION COVER FOR TB,YS2AC1-1,FOR YSAT020,PVC.COVER/WHITE,L= 1m,YONGSUNG/KOREA | ea | M10 | 12 | 12 | ea | T/B ASS'Y,PROTECTION COVER,YS2AC1-1 (1 STAGE FOR TB YS2AT020 2 LAYERS/L=1m WHITE COLOR),YONGSUNG/KOREA
ED | 1006 | Parts | Nguyễn Công Hùng | T/B | A32600417 | 11020000007 | T/B,NUMBER PLATE,YSAN-1,USE FOR YS2AT020-01S,1P,20A,2 LAYER ASSEMBLY TERMINAL BLOCK,PVC.COVER/WHITE,L= 1m,YONGSUNG/KOREA | ea | M10 | 134 | 134 | ea | T/B ASS'Y,NUMBER PLATE,YSAN-1 (FOR TB ASSEMBLY TERMINAL BLOCK YSAT 15A-35A/L=1m WHITE COLOR),YONGSUNG/KOREA
ED | 1006 | Parts | Nguyễn Công Hùng | T/B | A32600466 | 10062725132 | T/B,ATB-15S,1P,15A,ASSEMBLY TERMINAL BLOCK,BOLT:STAINLESS STEEL,HIVERO/VIETNAM | ea | M10 | 1240 | 1240 | ea | T/B,ATB-15S 1P 15A,ASSEMBLY TERMINAL BLOCK(BOLT:STAINLESS STEEL),HIVERO/VIETNAM
ED | 1006 | Parts | Nguyễn Công Hùng | T/B | A32600466 | 10062725132 | T/B,ATB-15S,1P,15A,ASSEMBLY TERMINAL BLOCK,BOLT:STAINLESS STEEL,HIVERO/VIETNAM | ea | M20 | 5430 | 5430 | ea | T/B,ATB-15S 1P 15A,ASSEMBLY TERMINAL BLOCK(BOLT:STAINLESS STEEL),HIVERO/VIETNAM
ED | 1006 | Parts | Nguyễn Công Hùng | T/B | A32600468 | 10062725133 | T/B,YSFT020-03SF,3P,20A,FIXING TERMINAL BLOCK,BOLT:STAINLESS STEEL,W/PVC COVER,YONGSUNG/KOREA | ea | M10 | 1 | 1 | ea | T/B,YSFT020-03SF 3P 20A,FIXING TERMINAL BLOCK(BOLT:STAINLESS STEEL) W/PVC COVER,YONGSUNG/KOREA
ED | 1006 | Parts | Nguyễn Công Hùng | T/B | A32600479 | 11020000002 | T/B,SEPARATOR,YSAS-1,15A ~ 25A,1 STAGES,YONGSUNG/KOREA | ea | M10 | 33 | 33 | ea | T/B ASS'Y,SEPARATOR,YSAS-1 (1 STAGE FOR YSAT015 &YSAT025/15A-25A),YONGSUNG/KOREA
ED | 1006 | Parts | Nguyễn Công Hùng | T/B | A32600488 | 10062725134 | T/B,YSFT020-04SF,4P,20A,FIXING TERMINAL BLOCK,BOLT:STAINLESS STEEL,W/PVC COVER,YONGSUNG/KOREA | ea | E31 | 1 | 1 | ea | T/B,YSFT020-04SF 4P 20A,FIXING TERMINAL BLOCK(BOLT:STAINLESS STEEL) W/PVC COVER,YONGSUNG/KOREA
ED | 1006 | Parts | Nguyễn Công Hùng | T/B | A32600488 | 10062725134 | T/B,YSFT020-04SF,4P,20A,FIXING TERMINAL BLOCK,BOLT:STAINLESS STEEL,W/PVC COVER,YONGSUNG/KOREA | ea | M10 | 4 | 4 | ea | T/B,YSFT020-04SF 4P 20A,FIXING TERMINAL BLOCK(BOLT:STAINLESS STEEL) W/PVC COVER,YONGSUNG/KOREA
ED | 1006 | Parts | Nguyễn Công Hùng | T/B | A32600517 | 11020000013 | T/B,NUMBERING,UC-TM 8 - 0818072,FROM 1~10,PHOENIX CONTACT | ea | M10 | 12 | 12 | ea | T/B ASS'Y,NUMBERING,UC-TM 8 - 0818072 (FROM 1-10),PHOENIX CONTACT
ED | 1006 | Parts | Nguyễn Công Hùng | T/B | A32600563 | 10062725135 | T/B,YSFT100-03ZA,3P,100A,FIXING TERMINAL BLOCK,BOLT:Zn PLATING,W/PVC COVER,YONGSUNG/KOREA | ea | M10 | 47 | 47 | ea | T/B,YSFT100-03ZA 3P 100A,FIXING TERMINAL BLOCK(BOLT:Zn PLATING) W/PVC COVER,YONGSUNG/KOREA
ED | 1006 | Parts | Nguyễn Công Hùng | T/B | A32600567 | 10062725136 | T/B,URTK/S,1P,41A,TEST DISCONNECT TERMINAL BLOCK,JINH/CHINA | ea | M10 | 1556 | 1556 | ea | T/B,URTK/S 1P 41A,TEST DISCONNECT TERMINAL BLOCK,JINH/CHINA
ED | 1006 | Parts | Nguyễn Công Hùng | T/B | A32600568 | 11020000014 | T/B,END COVER,D-URTK/S,FOR TB URTK/S,JINH/CHINA | ea | M10 | 149 | 149 | ea | T/B ASS'Y,END COVER,D-URTK/S (FOR TB URTK/S),JINH/CHINA
ED | 1006 | Parts | Nguyễn Công Hùng | T/B | A32600569 | 11020000015 | T/B,SWITCHING JUMPER,FB/URTK,10P,FOR TB URTK/S,JINH/CHINA | ea | M10 | 121 | 121 | ea | T/B ASS'Y,SWITCHING JUMPER,FB/URTK 10P (FOR TB URTK/S),JINH/CHINA
ED | 1006 | Parts | Nguyễn Công Hùng | T/B | A32600570 | 11020000016 | T/B,NUMBERING,ZB URTK/S,FROM 1~10,JINH/CHINA | ea | M10 | 314 | 314 | ea | T/B ASS'Y,NUMBERING,ZB URTK/S (FROM 1-10),JINH/CHINA
ED | 1006 | Parts | Nguyễn Công Hùng | T/B | A32600575 | 11020000017 | T/B,NUMBERING,Marker for terminal blocks - UCT-TM 6 -0828736,FROM 1~10,PHOENIX CONTACT | ea | M10 | 133 | 133 | ea | T/B ASS'Y,NUMBERING/Marker for terminal blocks,UCT-TM 6 -0828736 (FROM 1-10),PHOENIX CONTACT
ED | 1006 | Parts | Nguyễn Công Hùng | T/B | A32600576 | 11020000018 | T/B,NUMBERING,Marker for terminal blocks - UCT-TM 6 -0828736,FROM 11~20,PHOENIX CONTACT | ea | M10 | 116 | 116 | ea | T/B ASS'Y,NUMBERING/Marker for terminal blocks,UCT-TM 6 -0828736 (FROM 11-20),PHOENIX CONTACT
ED | 1006 | Parts | Nguyễn Công Hùng | T/B | A32600577 | 11020000019 | T/B,NUMBERING,Marker for terminal blocks - UCT-TM 6 -0828736,FROM 21~30,PHOENIX CONTACT | ea | M10 | 129 | 129 | ea | T/B ASS'Y,NUMBERING/Marker for terminal blocks,UCT-TM 6 -0828736 (FROM 21-30),PHOENIX CONTACT
ED | 1006 | Parts | Nguyễn Công Hùng | T/B | A32600578 | 11020000020 | T/B,END COVER,D-TB 4/10 E,FOR TB TB 4I,ORDER No:3246104,PHOENIX CONTACT | ea | M10 | 30 | 30 | ea | T/B ASS'Y,END COVER,D-TB 4/10 E (FOR TB TB 4I/ORDER No:3246104),PHOENIX CONTACT
ED | 1006 | Parts | Nguyễn Công Hùng | T/B | A32600579 | 10062725137 | T/B,KJT-1030,10P,30A,FIXING TERMINAL BLOCK,BOLT:STAINLESS STEEL,W/PVC COVER,KUKJE/KOREA | ea | M10 | 123 | 123 | ea | T/B,KJT-1030 10P 30A,FIXING TERMINAL BLOCK(BOLT:STAINLESS STEEL) W/PVC COVER,KUKJE/KOREA
ED | 1006 | Parts | Nguyễn Công Hùng | T/B | A32600581 | 10062725138 | T/B,KJT-60-3,3P,60A,FIXING TERMINAL BLOCK,BOLT:STAINLESS STEEL,W/PVC COVER,KUKJE/KOREA | ea | M10 | 7 | 7 | ea | T/B,KJT-60-3 3P 60A,FIXING TERMINAL BLOCK(BOLT:STAINLESS STEEL) W/PVC COVER,KUKJE/KOREA
ED | 1006 | Parts | Nguyễn Công Hùng | T/B | A32600592 | 10062725169 | T/B,Knife switch disconnect terminal,KHUK5-MIK-P/P,1P,16A,KEERTE/CHINA | ea | M10 | 73 | 73 | ea | T/B,KHUK5-MIK-P/P 1P 16A,Knife switch disconnect terminal,KEERTE/CHINA
ED | 1006 | Parts | Nguyễn Công Hùng | T/B | A32600593 | 11020000021 | T/B,NUMBERING,Marker for terminal blocks - UCT-TM 6 -0828736,FROM 31~40,PHOENIX CONTACT | ea | M10 | 141 | 141 | ea | T/B ASS'Y,NUMBERING/Marker for terminal blocks,UCT-TM 6 -0828736 (FROM 31-40),PHOENIX CONTACT
ED | 1006 | Parts | Nguyễn Công Hùng | T/B | A32600594 | 11020000022 | T/B,NUMBERING,Marker for terminal blocks - UCT-TM 6 -0828736,FROM 41~50,PHOENIX CONTACT | ea | M10 | 142 | 142 | ea | T/B ASS'Y,NUMBERING/Marker for terminal blocks,UCT-TM 6 -0828736 (FROM 41-50),PHOENIX CONTACT
ED | 1006 | Parts | Nguyễn Công Hùng | T/B | A32600595 | 11020000023 | T/B,NUMBERING,Marker for terminal blocks - UCT-TM 6 -0828736,FROM 51~60,PHOENIX CONTACT | ea | M10 | 160 | 160 | ea | T/B ASS'Y,NUMBERING/Marker for terminal blocks,UCT-TM 6 -0828736 (FROM 51-60),PHOENIX CONTACT
ED | 1006 | Parts | Nguyễn Công Hùng | T/B | A32600596 | 11020000024 | T/B,NUMBERING,Marker for terminal blocks - UCT-TM 6 -0828736,FROM 61~70,PHOENIX CONTACT | ea | M10 | 2 | 2 | ea | T/B ASS'Y,NUMBERING/Marker for terminal blocks,UCT-TM 6 -0828736 (FROM 61-70),PHOENIX CONTACT
ED | 1006 | Parts | Nguyễn Công Hùng | T/B | A32600597 | 11020000025 | T/B,NUMBERING,Marker for terminal blocks - UCT-TM 6 -0828736,FROM 71~80,PHOENIX CONTACT | ea | M10 | 16 | 16 | ea | T/B ASS'Y,NUMBERING/Marker for terminal blocks,UCT-TM 6 -0828736 (FROM 71-80),PHOENIX CONTACT
ED | 1006 | Parts | Nguyễn Công Hùng | T/B | A32600605 | 11020000026 | T/B,NUMBERING,Marker for terminal blocks - UCT-TM 6 -0828736,FROM 151~160,PHOENIX CONTACT | ea | M10 | 2 | 2 | ea | T/B ASS'Y,NUMBERING/Marker for terminal blocks,UCT-TM 6 -0828736 (FROM 151-160),PHOENIX CONTACT
ED | 1006 | Parts | Nguyễn Công Hùng | T/B | A32600609 | 10062725103 | T/B,ATB-25S,1P,25A,ASSEMBLY TERMINAL BLOCK,BOLT:STAINLESS STEEL,HIVERO/VIETNAM | ea | M10 | 1229 | 1229 | ea | T/B,ATB-25S 1P 25A,ASSEMBLY TERMINAL BLOCK(BOLT:STAINLESS STEEL),HIVERO/VIETNAM
ED | 1006 | Parts | Nguyễn Công Hùng | T/B | A32600610 | 10062725139 | T/B,ATB-15AWS,1P,15A,ASSEMBLY TERMINAL BLOCK,BOLT:STAINLESS STEEL,2 LAYER ASSEMBLY TERMINAL BLOCK,HIVERO/VIETNAM | ea | M10 | 115 | 115 | ea | T/B,ATB-15AWS 1P 15A,ASSEMBLY TERMINAL BLOCK(BOLT:STAINLESS STEEL) 2 LAYER ASSEMBLY TERMINAL BLOCK,HIVERO/VIETNAM
ED | 1006 | Parts | Nguyễn Công Hùng | T/B | A32600610 | 10062725139 | T/B,ATB-15AWS,1P,15A,ASSEMBLY TERMINAL BLOCK,BOLT:STAINLESS STEEL,2 LAYER ASSEMBLY TERMINAL BLOCK,HIVERO/VIETNAM | ea | M20 | 8439 | 8439 | ea | T/B,ATB-15AWS 1P 15A,ASSEMBLY TERMINAL BLOCK(BOLT:STAINLESS STEEL) 2 LAYER ASSEMBLY TERMINAL BLOCK,HIVERO/VIETNAM
ED | 1006 | Parts | Nguyễn Công Hùng | T/B | A32600611 | 10062725140 | T/B,HFTB-603S,3P,60A,BOLT:STAINLESS STEEL,W/PVC COVER,HIVERO/VIETNAM | ea | M10 | 13 | 13 | ea | T/B,HFTB-603S 3P 60A,FIXING TERMINAL BLOCK(BOLT:STAINLESS STEEL) W/PVC COVER,HIVERO/VIETNAM
ED | 1006 | Parts | Nguyễn Công Hùng | T/B | A32600612 | 10062725141 | T/B,HFTB-604S,4P,60A,BOLT:STAINLESS STEEL,W/PVC COVER,HIVERO/VIETNAM | ea | M10 | 10 | 10 | ea | T/B,HFTB-604S 4P 60A,FIXING TERMINAL BLOCK(BOLT:STAINLESS STEEL) W/PVC COVER,HIVERO/VIETNAM
ED | 1006 | Parts | Nguyễn Công Hùng | T/B | A32600613 | 10062725142 | T/B,HFTB-1003S,3P,100A,BOLT:STAINLESS STEEL,W/PVC COVER,HIVERO/VIETNAM | ea | M10 | 1 | 1 | ea | T/B,HFTB-1003S 3P 100A,FIXING TERMINAL BLOCK(BOLT:STAINLESS STEEL) W/PVC COVER,HIVERO/VIETNAM
ED | 1006 | Parts | Nguyễn Công Hùng | T/B | A32600614 | 10062725143 | T/B,HFTB-1004S,4P,100A,BOLT:STAINLESS STEEL,W/PVC COVER,HIVERO/VIETNAM | ea | M10 | 21 | 21 | ea | T/B,HFTB-1004S 4P 100A,FIXING TERMINAL BLOCK(BOLT:STAINLESS STEEL) W/PVC COVER,HIVERO/VIETNAM
ED | 1006 | Parts | Nguyễn Công Hùng | T/B | A32600615 | 10062725144 | T/B,HFTB-1503S,3P,150A,BOLT:STAINLESS STEEL,W/PVC COVER,HIVERO/VIETNAM | ea | M10 | 1 | 1 | ea | T/B,HFTB-1503S 3P 150A,FIXING TERMINAL BLOCK(BOLT:STAINLESS STEEL) W/PVC COVER,HIVERO/VIETNAM
ED | 1006 | Parts | Nguyễn Công Hùng | T/B | A32600616 | 10062725145 | T/B,HFTB-1504S,4P,150A,BOLT:STAINLESS STEEL,W/PVC COVER,HIVERO/VIETNAM | ea | M10 | 5 | 5 | ea | T/B,HFTB-1504S 4P 150A,FIXING TERMINAL BLOCK(BOLT:STAINLESS STEEL) W/PVC COVER,HIVERO/VIETNAM
ED | 1006 | Parts | Nguyễn Công Hùng | T/B | A32600618 | 10062725146 | T/B,HFTB-2004S,4P,200A,BOLT:STAINLESS STEEL,W/PVC COVER,HIVERO/VIETNAM | ea | M10 | 13 | 13 | ea | T/B,HFTB-2004S 4P 200A,FIXING TERMINAL BLOCK(BOLT:STAINLESS STEEL) W/PVC COVER,HIVERO/VIETNAM
ED | 1006 | Parts | Nguyễn Công Hùng | T/B | A32600619 | 10062725147 | T/B,HFTB-3003S,3P,300A,BOLT:STAINLESS STEEL,W/PVC COVER,HIVERO/VIETNAM | ea | M10 | 6 | 6 | ea | T/B,HFTB-3003S 3P 300A,FIXING TERMINAL BLOCK(BOLT:STAINLESS STEEL) W/PVC COVER,HIVERO/VIETNAM
ED | 1006 | Parts | Nguyễn Công Hùng | T/B | A32600620 | 10062725148 | T/B,HFTB-3004S,4P,300A,BOLT:STAINLESS STEEL,W/PVC COVER,HIVERO/VIETNAM | ea | M10 | 14 | 14 | ea | T/B,HFTB-3004S 4P 300A,FIXING TERMINAL BLOCK(BOLT:STAINLESS STEEL) W/PVC COVER,HIVERO/VIETNAM
ED | 1006 | Parts | Nguyễn Công Hùng | T/B | A32600622 | 11020000027 | T/B,NUMBERING,Marker for terminal blocks - UCT-TM 8 -0828740,Refer attached file,PHOENIX CONTACT | ea | M10 | 4 | 4 | ea | T/B ASS'Y,NUMBERING/Marker for terminal blocks,UCT-TM 8 -0828740 (Refer attached file),PHOENIX CONTACT
ED | 1006 | Parts | Nguyễn Công Hùng | T/B | A32600629 | 10062725149 | T/B,HFTB-303S,3P,30A,BOLT:STAINLESS STEEL,W/PVC COVER,HIVERO/VIETNAM | ea | M10 | 177 | 177 | ea | T/B,HFTB-303S 3P 30A,FIXING TERMINAL BLOCK(BOLT:STAINLESS STEEL) W/PVC COVER,HIVERO/VIETNAM
ED | 1006 | Parts | Nguyễn Công Hùng | T/B | A32600630 | 10062725150 | T/B,HFTB-304S,4P,30A,BOLT:STAINLESS STEEL,W/PVC COVER,HIVERO/VIETNAM | ea | M10 | 32 | 32 | ea | T/B,HFTB-304S 4P 30A,FIXING TERMINAL BLOCK(BOLT:STAINLESS STEEL) W/PVC COVER,HIVERO/VIETNAM
ED | 1006 | Parts | Nguyễn Công Hùng | T/B | A32600634 | 10062725151 | T/B,HFTB-4004S,4P,400A,BOLT:STAINLESS STEEL,W/PVC COVER,HIVERO/VIETNAM | ea | M10 | 10 | 10 | ea | T/B,HFTB-4004S 4P 400A,FIXING TERMINAL BLOCK(BOLT:STAINLESS STEEL) W/PVC COVER,HIVERO/VIETNAM
ED | 1006 | Parts | Nguyễn Công Hùng | T/B | A32600635 | 10062725152 | T/B,HFTB-203S,3P,20A,BOLT:STAINLESS STEEL,W/PVC COVER,HIVERO/VIETNAM | ea | M10 | 15 | 15 | ea | T/B,HFTB-203S 3P 20A,FIXING TERMINAL BLOCK(BOLT:STAINLESS STEEL) W/PVC COVER,HIVERO/VIETNAM
ED | 1006 | Parts | Nguyễn Công Hùng | T/B | A32600646 | 10062725153 | T/B,ATB-60S,1P,60A,ASSEMBLY TERMINAL BLOCK,BOLT:STAINLESS STEEL,HIVERO/VIETNAM | ea | M10 | 186 | 186 | ea | T/B,ATB-60S 1P 60A,ASSEMBLY TERMINAL BLOCK(BOLT:STAINLESS STEEL),HIVERO/VIETNAM
ED | 1006 | Parts | Nguyễn Công Hùng | T/B | A32600647 | 10062725154 | T/B,ATB-35S,1P,35A,ASSEMBLY TERMINAL BLOCK,BOLT:STAINLESS STEEL,HIVERO/VIETNAM | ea | M10 | 322 | 322 | ea | T/B,ATB-35S 1P 35A,ASSEMBLY TERMINAL BLOCK(BOLT:STAINLESS STEEL),HIVERO/VIETNAM
ED | 1006 | Parts | Nguyễn Công Hùng | T/B | A32600648 | 10062725155 | T/B,HFTB-3010S,10P,30A,BOLT:STAINLESS STEEL,W/PVC COVER,HIVERO/VIETNAM | ea | M10 | 50 | 50 | ea | T/B,HFTB-3010S 10P 30A,FIXING TERMINAL BLOCK(BOLT:STAINLESS STEEL) W/PVC COVER,HIVERO/VIETNAM
ED | 1006 | Parts | Nguyễn Công Hùng | T/B | A32600651 | 10062725156 | T/B,HFTB-204S,4P,20A,BOLT:STAINLESS STEEL,W/PVC COVER,HIVERO/VIETNAM | ea | M10 | 169 | 169 | ea | T/B,HFTB-204S 4P 20A,FIXING TERMINAL BLOCK(BOLT:STAINLESS STEEL) W/PVC COVER,HIVERO/VIETNAM
ED | 1102 | Parts | Nguyễn Công Hùng | T/B ASS'Y | A32610001 | 11020000028 | T/B ASS'Y,SEPARATOR,ATB-S15,FOR ATB-15A ~ 25A,1 STAGE,HIVERO/KOREA | ea | M10 | 1722 | 1722 | ea | T/B ASS'Y,SEPARATOR,ATB-S15 (1 STAGE FOR ATB-15S &ATB-25S/15A-25A),HIVERO/KOREA
ED | 1102 | Parts | Nguyễn Công Hùng | T/B ASS'Y | A32610002 | 11020000005 | T/B ASS'Y,SEPARATOR,ATB-S15W,USE FOR ATB-15AW,2 LAYERS,(Left & Right side=2pcs),HIVERO/KOREA | set | M10 | 645 | 645 | set | T/B ASS'Y,SEPARATOR,ATB-S15W (2 STAGES FOR ATB-15AW 2 LAYERS/BACK)‚Left & Right side=2pcs,HIVERO/VIETNAM
ED | 1102 | Parts | Nguyễn Công Hùng | T/B ASS'Y | A32610003 | 11020000029 | T/B ASS'Y,Dust-proof Cover,ATB-15D,FOR ATB-15A ~ 35A,PVC.COVER,L= 1m,HIVERO/KOREA | ea | M10 | 1730.9 | 1730.9 | ea | T/B ASS'Y,PROTECTION COVER,ATB-15D (COMMON FOR ATB-15A ~ 35A/L= 1m WHITE COLOR),HIVERO/KOREA
ED | 1102 | Parts | Nguyễn Công Hùng | T/B ASS'Y | A32610004 | 11020000030 | T/B ASS'Y,Dust-proof Cover,ATB-15WD,FOR ATB-15AWS,PVC.COVER,L= 1m,HIVERO/KOREA | ea | M10 | 1654 | 1654 | ea | T/B ASS'Y,PROTECTION COVER,ATB-15WD (2 STAGE FOR ATB-15AWS 2 LAYERS/L= 1m WHITE COLOR),HIVERO/KOREA
ED | 1102 | Parts | Nguyễn Công Hùng | T/B ASS'Y | A32610005 | 11020000031 | T/B ASS'Y,NUMBER PLATE,ATB-15N,USE FOR ATB-15A to 25A,PVC.COVER/WHITE,L= 50cm,HIVERO/KOREA | ea | M10 | 1125 | 1125 | ea | T/B ASS'Y,NUMBER PLATE,ATB-15N (FOR TB ASSEMBLY TERMINAL BLOCK ATB-15A to 25A/L= 50cm WHITE COLOR),HIVERO/KOREA
ED | 1102 | Parts | Nguyễn Công Hùng | T/B ASS'Y | A32610007 | 11020000014 | T/B ASS'Y,END COVER,D-URTK/S,FOR T.B URTK/S,JINH/CHINA | ea | M10 | 661 | 661 | ea | T/B ASS'Y,END COVER,D-URTK/S (FOR TB URTK/S),JINH/CHINA
ED | 1102 | Parts | Nguyễn Công Hùng | T/B ASS'Y | A32610008 | 11020000016 | T/B ASS'Y,NUMBER PLATE,ZB URTK/S,FROM 1~10,JINH/CHINA | ea | M10 | 418 | 418 | ea | T/B ASS'Y,NUMBERING,ZB URTK/S (FROM 1-10),JINH/CHINA
ED | 1102 | Parts | Nguyễn Công Hùng | T/B ASS'Y | A32610009 | 11020000006 | T/B ASS'Y,STOPPER,YSAP-1,CARBON STEEL,YONGSUNG/KOREA | ea | E31 | 5253 | 5253 | ea | T/B ASS'Y,STOPPER,YSAP-1 CARBON STEEL,YONGSUNG/KOREA
ED | 1102 | Parts | Nguyễn Công Hùng | T/B ASS'Y | A32610010 | 11020000049 | T/B ASS'Y,SEPARATOR,YS2AS-1,2 LAYERS,FOR YSAT020,YONGSUNG/KOREA | ea | E31 | 2 | 2 | ea | T/B ASS'Y,SEPARATOR,YS2AS-1 (2 STAGES FOR YSAT020 2 LAYERS/FRONT),YONGSUNG/KOREA
ED | 1102 | Parts | Nguyễn Công Hùng | T/B ASS'Y | A32610010 | 11020000049 | T/B ASS'Y,SEPARATOR,YS2AS-1,2 LAYERS,FOR YSAT020,YONGSUNG/KOREA | ea | M10 | 2025 | 2025 | ea | T/B ASS'Y,SEPARATOR,YS2AS-1 (2 STAGES FOR YSAT020 2 LAYERS/FRONT),YONGSUNG/KOREA
ED | 1102 | Parts | Nguyễn Công Hùng | T/B ASS'Y | A32610011 | 11020000010 | T/B ASS'Y,SEPARATOR,YS2AS-2,2 LAYERS,FOR YSAT020,YONGSUNG/KOREA | ea | E31 | 2 | 2 | ea | T/B ASS'Y,SEPARATOR,YS2AS-2 (2 STAGES FOR YSAT020 2 LAYERS/BACK),YONGSUNG/KOREA
ED | 1102 | Parts | Nguyễn Công Hùng | T/B ASS'Y | A32610011 | 11020000010 | T/B ASS'Y,SEPARATOR,YS2AS-2,2 LAYERS,FOR YSAT020,YONGSUNG/KOREA | ea | M10 | 4885 | 4885 | ea | T/B ASS'Y,SEPARATOR,YS2AS-2 (2 STAGES FOR YSAT020 2 LAYERS/BACK),YONGSUNG/KOREA
ED | 1102 | ED | Nguyễn Công Hùng | T/B ASS'Y | A32610012 | 11020000032 | T/B ASS'Y,PROTECTION COVER,YS2AC2-1,PVC.COVER,L= 1m,FOR YSAT020,YONGSUNG/KOREA | ea | E31 | 43 | 43 | ea | T/B ASS'Y,PROTECTION COVER,YS2AC2-1 (2 STAGE FOR TB YS2AT020 2 LAYERS/L=1m WHITE COLOR),YONGSUNG/KOREA
ED | 1102 | ED | Nguyễn Công Hùng | T/B ASS'Y | A32610012 | 11020000032 | T/B ASS'Y,PROTECTION COVER,YS2AC2-1,PVC.COVER,L= 1m,FOR YSAT020,YONGSUNG/KOREA | ea | M10 | 66.5 | 66.5 | ea | T/B ASS'Y,PROTECTION COVER,YS2AC2-1 (2 STAGE FOR TB YS2AT020 2 LAYERS/L=1m WHITE COLOR),YONGSUNG/KOREA
ED | 1102 | ED | Nguyễn Công Hùng | T/B ASS'Y | A32610013 | 11020000008 | T/B ASS'Y,PROTECTION COVER,YS2AC1-1,PVC.COVER,L= 1m,FOR YSAT020,YONGSUNG/KOREA | ea | E31 | 57 | 57 | ea | T/B ASS'Y,PROTECTION COVER,YS2AC1-1 (1 STAGE FOR TB YS2AT020 2 LAYERS/L=1m WHITE COLOR),YONGSUNG/KOREA
ED | 1102 | ED | Nguyễn Công Hùng | T/B ASS'Y | A32610013 | 11020000008 | T/B ASS'Y,PROTECTION COVER,YS2AC1-1,PVC.COVER,L= 1m,FOR YSAT020,YONGSUNG/KOREA | ea | M10 | 418 | 418 | ea | T/B ASS'Y,PROTECTION COVER,YS2AC1-1 (1 STAGE FOR TB YS2AT020 2 LAYERS/L=1m WHITE COLOR),YONGSUNG/KOREA
ED | 1102 | ED | Nguyễn Công Hùng | T/B ASS'Y | A32610014 | 11020000012 | T/B ASS'Y,STOPPER,End clamp - E/UK - 1201442,PHOENIX CONTACT | ea | M10 | 3 | 3 | ea | T/B ASS'Y,STOPPER,End clamp - E/UK - 1201442,PHOENIX CONTACT
ED | 1102 | ED | Nguyễn Công Hùng | T/B ASS'Y | A32610020 | 11020000002 | T/B ASS'Y,SEPARATOR,YSAS-1,15A ~ 25A,1 STAGE,YONGSUNG/KOREA | ea | E31 | 9 | 9 | ea | T/B ASS'Y,SEPARATOR,YSAS-1 (1 STAGE FOR YSAT015 &YSAT025/15A-25A),YONGSUNG/KOREA
ED | 1102 | ED | Nguyễn Công Hùng | T/B ASS'Y | A32610021 | 11020000007 | T/B ASS'Y,NUMBER PLATE,YSAN-1,L=1000mm,YONGSUNG/KOREA | ea | E31 | 72 | 72 | ea | T/B ASS'Y,NUMBER PLATE,YSAN-1 (FOR TB ASSEMBLY TERMINAL BLOCK YSAT 15A-35A/L=1m WHITE COLOR),YONGSUNG/KOREA
ED | 1102 | ED | Nguyễn Công Hùng | T/B ASS'Y | A32610021 | 11020000007 | T/B ASS'Y,NUMBER PLATE,YSAN-1,L=1000mm,YONGSUNG/KOREA | ea | M10 | 35 | 35 | ea | T/B ASS'Y,NUMBER PLATE,YSAN-1 (FOR TB ASSEMBLY TERMINAL BLOCK YSAT 15A-35A/L=1m WHITE COLOR),YONGSUNG/KOREA
ED | 1102 | ED | Nguyễn Công Hùng | T/B ASS'Y | A32610028 | 11020000033 | T/B ASS'Y,PROTECTION COVER,YSAC-1,PVC.COVER,L= 1m,YONGSUNG/KOREA | ea | E31 | 145 | 145 | ea | T/B ASS'Y,PROTECTION COVER,YSAC-1 (COMMON FOR YSAT 15A-35A/L=1m WHITE COLOR),YONGSUNG/KOREA
ED | 1102 | ED | Nguyễn Công Hùng | T/B ASS'Y | A32610028 | 11020000033 | T/B ASS'Y,PROTECTION COVER,YSAC-1,PVC.COVER,L= 1m,YONGSUNG/KOREA | ea | M10 | 98 | 98 | ea | T/B ASS'Y,PROTECTION COVER,YSAC-1 (COMMON FOR YSAT 15A-35A/L=1m WHITE COLOR),YONGSUNG/KOREA
ED | 1102 | ED | Nguyễn Công Hùng | T/B ASS'Y | A32610029 | 11020000034 | T/B ASS'Y,NUMBERING,Marker for terminal blocks - UCT-TM 6 -0828736,FROM 1~2,PHOENIX CONTACT | ea | M10 | 47 | 47 | ea | T/B ASS'Y,NUMBERING/Marker for terminal blocks,UCT-TM 6 -0828736 (FROM 1-2),PHOENIX CONTACT
ED | 1102 | ED | Nguyễn Công Hùng | T/B ASS'Y | A32610031 | 11020000035 | T/B ASS'Y,NUMBER PLATE,ZB URTK/S,FROM 11~20,JINH/CHINA | ea | M10 | 237 | 237 | ea | T/B ASS'Y,NUMBER PLATE,ZB URTK/S (FROM 11-20),JINH/CHINA
ED | 1102 | ED | Nguyễn Công Hùng | T/B ASS'Y | A32610032 | 11020000036 | T/B ASS'Y,NUMBER PLATE,ZB URTK/S,FROM 21~30,JINH/CHINA | ea | M10 | 83 | 83 | ea | T/B ASS'Y,NUMBER PLATE,ZB URTK/S (FROM 21-30),JINH/CHINA
ED | 1102 | ED | Nguyễn Công Hùng | T/B ASS'Y | A32610033 | 11020000037 | T/B ASS'Y,NUMBER PLATE,ZB URTK/S,FROM 31~40,JINH/CHINA | ea | M10 | 77 | 77 | ea | T/B ASS'Y,NUMBER PLATE,ZB URTK/S (FROM 31-40),JINH/CHINA
ED | 1102 | ED | Nguyễn Công Hùng | T/B ASS'Y | A32610034 | 11020000038 | T/B ASS'Y,NUMBER PLATE,ZB URTK/S,FROM 41~50,JINH/CHINA | ea | M10 | 30 | 30 | ea | T/B ASS'Y,NUMBER PLATE,ZB URTK/S (FROM 41-50),JINH/CHINA
ED | 1102 | ED | Nguyễn Công Hùng | T/B ASS'Y | A32610035 | 11020000039 | T/B ASS'Y,NUMBER PLATE,ZB URTK/S,FROM 51~60,JINH/CHINA | ea | M10 | 12 | 12 | ea | T/B ASS'Y,NUMBER PLATE,ZB URTK/S (FROM 51-60),JINH/CHINA
ED | 1102 | ED | Nguyễn Công Hùng | T/B ASS'Y | A32610036 | 11020000040 | T/B ASS'Y,NUMBER PLATE,ZB URTK/S,FROM 61~70,JINH/CHINA | ea | M10 | 12 | 12 | ea | T/B ASS'Y,NUMBER PLATE,ZB URTK/S (FROM 61-70),JINH/CHINA
ED | 1102 | ED | Nguyễn Công Hùng | T/B ASS'Y | A32610037 | 11020000041 | T/B ASS'Y,SWITCHING JUMPER,FB/URTK,10P,FOR URTK/S,JINH/CHINA | ea | M10 | 352 | 352 | ea | T/B ASS'Y,SWITCHING JUMPER,FB/URTK 10P (FOR URTK/S),JINH/CHINA
ED | 1102 | ED | Nguyễn Công Hùng | T/B ASS'Y | A32610038 | 11020000003 | T/B ASS'Y,SEPARATOR,YSAS-2,1 STAGE,FOR YSAT035-01,YONGSUNG/KOREA | ea | E31 | 9 | 9 | ea | T/B ASS'Y,SEPARATOR,YSAS-2 (1 STAGE FOR YSAT035-01/35A),YONGSUNG/KOREA
ED | 1102 | ED | Nguyễn Công Hùng | T/B ASS'Y | A32610038 | 11020000003 | T/B ASS'Y,SEPARATOR,YSAS-2,1 STAGE,FOR YSAT035-01,YONGSUNG/KOREA | ea | M10 | 4 | 4 | ea | T/B ASS'Y,SEPARATOR,YSAS-2 (1 STAGE FOR YSAT035-01/35A),YONGSUNG/KOREA
ED | 1102 | ED | Nguyễn Công Hùng | T/B ASS'Y | A32610039 | 11020000042 | T/B ASS'Y,END COVER,D-URTK,FOR TB URTK,ORDER No.:0310020,PHOENIX CONTACT | ea | M10 | 3 | 3 | ea | T/B ASS'Y,END COVER,D-URTK (FOR TB URTK ORDER No.:0310020),PHOENIX CONTACT
ED | 1102 | ED | Nguyễn Công Hùng | T/B ASS'Y | A32610040 | 11020000043 | T/B ASS'Y,END CLAMP,E/NS 35 N,END STOPPER FOR TB,PVC.STOPPER,ORDER No:0800886,PHOENIX CONTACT | ea | M10 | 102 | 102 | ea | T/B ASS'Y,END CLAMP,E/NS 35 N (ORDER No:0800886),PHOENIX CONTACT
ED | 1102 | ED | Nguyễn Công Hùng | T/B ASS'Y | A32610041 | 11020000044 | T/B ASS'Y,SWITCHING JUMPER,SB 4-RTK/S,4P,39A,FOR TB URTK/S,W/SCREW,ORDER No.:0311265,PHOENIX CONTACT | ea | M10 | 10 | 10 | ea | T/B ASS'Y,SWITCHING JUMPER,SB 4-RTK/S 4P 39A (FOR TB URTK/S W/SCREW ORDER No.:0311265),PHOENIX CONTACT
ED | 1102 | ED | Nguyễn Công Hùng | T/B ASS'Y | A32610042 | 11020000045 | T/B ASS'Y,END COVER,D-OTTA 2.5,FOR TB OTTA 2.5,ORDER No:0790569,PHOENIX CONTACT | ea | M10 | 46 | 46 | ea | T/B ASS'Y,END COVER,D-OTTA 2.5 (FOR TB OTTA 2.5 ORDER No:0790569),PHOENIX CONTACT
ED | 1102 | ED | Nguyễn Công Hùng | T/B ASS'Y | A32610043 | 11020000046 | T/B ASS'Y,SEPARATOR,ATB-60S,FOR ATB-60A,1 STAGE,HIVERO/KOREA | ea | M10 | 60 | 60 | ea | T/B ASS'Y,SEPARATOR,ATB-60S (1 STAGE FOR ATB-60A ),HIVERO/KOREA
ED | 1102 | ED | Nguyễn Công Hùng | T/B ASS'Y | A32610044 | 11020000047 | T/B ASS'Y,Dust-proof Cover,ATB-60D,FOR ATB-60A,PVC.COVER,L= 1m,HIVERO/KOREA | ea | M10 | 85 | 85 | ea | T/B ASS'Y,PROTECTION COVER,ATB-60D (FOR ATB-60A/L=1m WHITE COLOR),HIVERO/KOREA
ED | 1102 | ED | Nguyễn Công Hùng | T/B ASS'Y | A32610045 | 11020000048 | T/B ASS'Y,SEPARATOR,ATB-S35,FOR ATB-35 ,1 STAGE,1 STAGE,HIVERO/KOREA | ea | M10 | 271 | 271 | ea | T/B ASS'Y,SEPARATOR,ATB-S35 (1 STAGE FOR ATB-35),HIVERO/KOREA
RMU | 7661 | ED |  | CABLE ASS'Y | A33100030 | 7661VR70005 | CABLE ASS'Y,CABLE ASSY, LBS AUX-PCB, GRMU COM,K CODE 76613570005,LS ELECTRIC/KOREA | ea | M10 | 4 | 4 | ea | CABLE ASS'Y,LBS AUX-PCB,GRMU COM,VR
RMU | 7661 | ED |  | CABLE ASS'Y | A33100031 | 7661VR70004 | CABLE ASS'Y,CABLE ASS'Y,LBS MOTOR-PCB,GRMU COM,K CODE 76613570004,LS ELECTRIC/KOREA | ea | M10 | 4 | 4 | ea | CABLE ASS'Y,LBS MOTOR-PCB,GRMU COM,VR
RMU | 7661 | ED |  | CABLE ASS'Y | A33100032 | 7661VR62071 | CABLE ASS'Y,CABLE ASS'Y,AMP-WAGO,AUX(9A9B),1SW,AUTO,GRMU L,K CODE 76613562071,LS ELECTRIC/KOREA | ea | M10 | 4 | 4 | ea | CABLE ASS'Y,AMP-WAGO,AUX(9A9B),1SW,AUTO,GRMU L,VR
RMU | 7661 | ED |  | CABLE ASS'Y | A33100033 | 7661VR62099 | CABLE ASS'Y,CABLE ASS'Y,AMP-WAGO,AUX(9A9B),PS,1SW,AUTO,GRMU L,VN,DWG CODE 7661VN00007,LS ELECTRIC/KOREA | ea | M10 | 1 | 1 | ea | CABLE ASS'Y,AMP-WAGO,AUX(9A9B) PS 1SW AUTO,GRMU L,7661VN00007 LS ELECTRIC/KOREA
RMU | 7661 | ED |  | CABLE ASS'Y | A33100034 | 7661VR62100 | CABLE ASS'Y,CABLE ASS'Y,AMP-WAGO,AUX(9A9B),2SW,AUTO,GRMU L,VN,DWG CODE 7661VN00008,LS ELECTRIC/KOREA | ea | M10 | 1 | 1 | ea | CABLE ASS'Y,AMP-WAGO,AUX(9A9B) 2SW AUTO,GRMU L,7661VN00008 LS ELECTRIC/KOREA
RMU | 7661 | ED |  | CABLE ASS'Y | A33100035 | 7661VR62101 | CABLE ASS'Y,CABLE ASS'Y,AMP-WAGO,AUX(9A9B),4SW,AUTO,GRMU L,VN,DWG CODE 7661VN00010,LS ELECTRIC/KOREA | ea | M10 | 1 | 1 | ea | CABLE ASS'Y,AMP-WAGO,AUX(9A9B) 4SW AUTO,GRMU L,7661VN00010 LS ELECTRIC/KOREA
RMU | 7661 | ED |  | CABLE ASS'Y | A33100036 | 7661VR62097 | CABLE ASS'Y,CABLE ASS'Y,PCB-AMP,AUX(9A9B),PS,AUTO,GRMU L,DWG CODE 76613562097,LS ELECTRIC/KOREA | ea | M10 | 1 | 1 | ea | CABLE ASS'Y,PCB-AMP,AUX(9A9B),PS,AUTO,GRMU L,VR
RMU | 7661 | ED |  | CABLE ASS'Y | A33100037 | 7661VR62075 | CABLE ASS'Y,CABLE ASS'Y, PCB-AMP, AUX(9A9B),AUTO,GRMU L,DWG CODE 76613562075,LS ELECTRIC/KOREA | ea | M10 | 4 | 4 | ea | CABLE ASS'Y,PCB-AMP,AUX(9A9B),AUTO,GRMU L,VR
RMU | 7661 | ED |  | CABLE ASS'Y | A33100038 | 7661VR69025 | CABLE ASS'Y,CABLE ASS'Y,LBS EX-LINE,GRMU,DWG CODE 76613569025,LS ELECTRIC/KOREA | ea | M10 | 1 | 1 | ea | CABLE ASS'Y,LBS EX-LINE,GRMU,VR
RMU | 7661 | ED |  | CABLE ASS'Y | A33100039 | 7661VR62103 | CABLE ASS'Y,CABLE ASS'Y,3FLBS AUX,UP WAGO,GRMU F,VN RMU,DWG CODE 7661VN00016,LS ELECTRIC/KOREA | ea | M10 | 1 | 1 | ea | CABLE ASS'Y,3FLBS AUX UP WAGO,GRMU F,7661VN00016 LS ELECTRIC/KOREA
RMU | 7511 | ED |  | SUPPORTER | A36100004 | 6241VR85404 | SUPPORTER,HOLDER, DOOR, GRMU, 55613569008, VIET NAM | ea | M10 | 18 | 18 | ea | SUPPORTER(MECH),HOLDER,DOOR,GRMU,5561VR69008,VIET NAM
RMU | 7511 | ED |  | SUPPORTER | A36100006 | 6241VR85405 | SUPPORTER,LINK ASSY,FUSE STRIKE MAIN,GRMU F, 65323563151, VIET NAM | ea | M10 | 4 | 4 | ea | SUPPORTER(MECH),LINK ASSY,FUSE STRIKE MAIN,GRMU F,6532VR63151,VIET NAM
RMU | 7511 | ED |  | SUPPORTER | A36100020 | 6241VR85406 | SUPPORTER,HODER, PAD LOCK, GRMU, 55613569003,VIET NAM | ea | M10 | 49 | 49 | ea | SUPPORTER(MECH),HOLDER,PAD LOCK,GRMU,5561VR69003,VIET NAM
MD | 7511 | ED |  | SUPPORTER | A36100021 | 75118200002 | SUPPORTER,BUSBAR SUPPORT,STEEL T10,S44040909-P1,Ep-Fe/Zn 5/CM2(Cr3/White),VIET NAM | ea | M10 | 112 | 112 | ea | SUPPORTER,BUSBAR SUPPORT,STEEL-T10,S44040909-P1,Ep-Fe/Zn 5/CM2(Cr3/White),VIET NAM
MD | 7511 | ED |  | SUPPORTER | A36100023 | 75118200003 | SUPPORTER,BUSBAR SUPPORT,STEEL T10,S44040921-P1,Ep-Fe/Zn 5/CM2(Cr3/White),VIET NAM | ea | M10 | 10 | 10 | ea | SUPPORTER,BUSBAR SUPPORT,STEEL-T10,S44040921-P1,Ep-Fe/Zn 5/CM2(Cr3/White),VIET NAM
MD | 7511 | Parts |  | SUPPORTER | A36100024 | 75118200005 | SUPPORTER,BRACKET TRUCKING,STEEL T10,BRACKET.TRUCKING.01,Ep-Fe/Zn 5/CM2(Cr3/White),VIET NAM | ea | M10 | 50 | 50 | ea | SUPPORTER,BRACKET TRUCKING,STEEL-T10,BRACKET.TRUCKING.01,Ep-Fe/Zn 5/CM2(Cr3/White),VIET NAM
MD | 7511 | Parts |  | SUPPORTER | A36100025 | 75118200006 | SUPPORTER,BRACKET TRUCKING,STEEL T10,BRACKET.TRUCKING.02,Ep-Fe/Zn 5/CM2(Cr3/White),VIET NAM | ea | M10 | 50 | 50 | ea | SUPPORTER,BRACKET TRUCKING,STEEL-T10,BRACKET.TRUCKING.02,Ep-Fe/Zn 5/CM2(Cr3/White),VIET NAM
MD | 7511 | Parts |  | SUPPORTER | A36100027 | 75118200004 | SUPPORTER,BUSBAR SUPPORT,STEEL T10,S44040909A-P2,Ep-Fe/Zn 5/CM2(Cr3/White),VIET NAM | ea | M10 | 2 | 2 | ea | SUPPORTER,BUSBAR SUPPORT,STEEL-T10,S44040909A-P2,Ep-Fe/Zn 5/CM2(Cr3/White),VIET NAM
MD | 7511 | Parts |  | SUPPORTER | A36100030 | 75118200007 | SUPPORTER,Cover Support,SHPC-103(Y),L103,Hivero/Korea | ea | M10 | 15 | 15 | ea | SUPPORTER,COVER SUPPORT,SHPC 103(Y),L103,HIVERO/KOREA
MD | 7511 | Parts |  | SUPPORTER | A36100032 | 75118200008 | SUPPORTER,Cover Support,SHPC-80(Y),Hivero/Korea | ea | M10 | 6 | 6 | ea | SUPPORTER,COVER SUPPORT,SHPC 80(Y),HIVERO/KOREA
* | 0511 | Parts |  | ACB PART | A37000093 |  | ACB PART,ACB Cover,DDV-16E4-00V,1600A,LSIS/KOREA | ea | M10 | 1 | 1 | #N/A | #N/A
* | 0511 | Parts |  | ACB PART | A37000094 |  | ACB PART,ACB Cover,UDA-32E4-00V,3200A,LSIS/KOREA | ea | M10 | 1 | 1 | #N/A | #N/A
ED | 0771 | Parts | Trương Minh Chung | BUZ | A37200010 | 07710000128 | BUZ,YSEB6-00F,AC/DC 100~240V,50Hz,Ã˜66,80 phon,4W,ELECTROLIC BUZZER,YONGSUNG/KOREA | ea | M10 | 2 | 2 | #N/A | #N/A
ED | 0771 | Parts | Trương Minh Chung | BUZ | A37200038 | 07710000129 | BUZ,KMB-P80-D1,DC 110V,Ã˜66,80 phon,1W,POWERFUL BUZZER,KACON/KOREA | ea | E31 | 9 | 9 | #N/A | #N/A
ED | 0771 | Parts | Trương Minh Chung | BUZ | A37200038 | 07710000129 | BUZ,KMB-P80-D1,DC 110V,Ã˜66,80 phon,1W,POWERFUL BUZZER,KACON/KOREA | ea | M10 | 10 | 10 | #N/A | #N/A
ED | 0771 | Parts | Trương Minh Chung | BUZ | A37200039 | 07710000130 | BUZ,KMB-P80-D4,DC 24V,Ã˜66,80 phon,1W,POWERFUL BUZZER,KACON/KOREA | ea | M10 | 1 | 1 | #N/A | #N/A
ED | 0771 | Parts | Trương Minh Chung | BUZ | A37200049 | 07710000131 | BUZ,KMB-P80-D1,DC100-125V,FLUSH TYPE,ENGLISH,TROPIC/HUMIDITY,KACON/KOREA | ea | E31 | 1 | 1 | #N/A | #N/A
ED | 0771 | Parts | Trương Minh Chung | BUZ | A37200050 | 07710000132 | BUZ,YS EB6-00FL,AC/DC 110~240V,50/60Hz,Ã˜66,80 dB,4W,ELECTROLIC BUZZER,With Led type,YONGSUNG/KOREA | ea | E31 | 7 | 7 | #N/A | #N/A
ED | 0771 | Parts | Trương Minh Chung | BUZ | A37200050 | 07710000132 | BUZ,YS EB6-00FL,AC/DC 110~240V,50/60Hz,Ã˜66,80 dB,4W,ELECTROLIC BUZZER,With Led type,YONGSUNG/KOREA | ea | M10 | 1 | 1 | #N/A | #N/A
ED | 0536 | Parts | Trương Minh Chung | CABLE BRACKET | A37300009 | 05360000098 | CABLE BRACKET,JOBK 31,Aluminum Alloy,Dimension: 25PI,JEONO/KOREA | ea | E31 | 6 | 6 | #N/A | #N/A
ED | 0536 | Parts | Trương Minh Chung | CABLE BRACKET | A37300010 | 05360000099 | CABLE BRACKET,JOBK 32,Aluminum Alloy,Dimension: 35PI,JEONO/KOREA | ea | E31 | 307 | 307 | #N/A | #N/A
ED | 0536 | Parts | Trương Minh Chung | CABLE BRACKET | A37300011 | 05360000100 | CABLE BRACKET,JOBK 33,Aluminum Alloy,Dimension: 45PI,JEONO/KOREA | ea | E31 | 192 | 192 | #N/A | #N/A
ED | 0536 | Parts | Trương Minh Chung | CABLE BRACKET | A37300012 | 05360000101 | CABLE BRACKET,JOBK 34,Aluminum Alloy,Dimension: 60PI,JEONO/KOREA | ea | E31 | 30 | 30 | #N/A | #N/A
ED | 0541 | Parts | Trương Minh Chung | CABLE GRAND | A37400058 | 05410000268 | CABLE GRAND,Nickel Plated Brass,M60x1.5,cable diameter 37-44mm,HONGXIANG/CHINA | ea | M10 | 60 | 60 | #N/A | #N/A
ED | 0541 | Parts | Trương Minh Chung | CABLE GRAND | A37400070 | 05410000269 | CABLE GRAND,Nickel Plated Brass,M88x2.0,cable diameter 65-70mm,HONGXIANG/CHINA | ea | M10 | 190 | 190 | #N/A | #N/A
ED | 0541 | Parts | Trương Minh Chung | CABLE GRAND | A37400078 | 05410000270 | CABLE GRAND,HX-NPNPT3/4,Range: 13-18mm,Nickel Plated Brass,W/Lock nut,HONGXIANG/CHINA | ea | E31 | 25 | 25 | #N/A | #N/A
ED | 0541 | Parts | Trương Minh Chung | CABLE GRAND | A37400079 | 05410000271 | CABLE GRAND,HX-NPNPT1,Range: 18-25mm,Nickel Plated Brass,W/Lock nut,HONGXIANG/CHINA | ea | E31 | 57 | 57 | #N/A | #N/A
ED | 0541 | Parts | Trương Minh Chung | CABLE GRAND | A37400096 | 05410000272 | CABLE GRAND,Nickel Plated Brass,M22x1.5,cable diameter 8-12mm,HONGXIANG/CHINA | ea | E31 | 34 | 34 | #N/A | #N/A
ED | 0541 | Parts | Trương Minh Chung | CABLE GRAND | A37400097 | 05410000273 | CABLE GRAND,Nickel Plated Brass,M42x1.5,cable diameter 22-30mm,HONGXIANG/CHINA | ea | E31 | 2 | 2 | #N/A | #N/A
ED | 0551 | Parts | Trương Minh Chung | CABLE LUG | A37600002 | 05510001785 | CABLE LUG,RING,JOT 1.5-M5,1.5SQ,1 HOLE,JEONO / KOREA | ea | M20 | 40000 | 40000 | #N/A | #N/A
ED | 0551 | Parts | Trương Minh Chung | CABLE LUG | A37600005 | 05510001786 | CABLE LUG,RING,JOT 2.5-M5,2.5SQ,1 HOLE,JEONO / KOREA | ea | M20 | 16000 | 16000 | #N/A | #N/A
ED | 0551 | Parts | Trương Minh Chung | CABLE LUG | A37600006 | 05510001787 | CABLE LUG,RING,JOT 2.5-M6,2.5SQ,1 HOLE,JEONO / KOREA | ea | M20 | 6200 | 6200 | #N/A | #N/A
ED | 0551 | Parts | Trương Minh Chung | CABLE LUG | A37600010 | 05510001788 | CABLE LUG,RING,JOT 4-M4,4.0SQ,1 HOLE,JEONO / KOREA | ea | M20 | 33651 | 33651 | #N/A | #N/A
ED | 0551 | Parts | Trương Minh Chung | CABLE LUG | A37600019 | 05510001789 | CABLE LUG,RING,JOT 6-M8,6.0SQ,1 HOLE,JEONO / KOREA | ea | M20 | 5804 | 5804 | #N/A | #N/A
ED | 0551 | Parts | Trương Minh Chung | CABLE LUG | A37600020 | 05510001790 | CABLE LUG,RING,JOT 6-M10,6.0SQ,1 HOLE,JEONO / KOREA | ea | M20 | 8939 | 8939 | #N/A | #N/A
ED | 0551 | Parts | Trương Minh Chung | CABLE LUG | A37600021 | 05510001791 | CABLE LUG,RING,JOT 6-M12,6.0SQ,1 HOLE,JEONO / KOREA | ea | M20 | 10455 | 10455 | #N/A | #N/A
ED | 0551 | Parts | Trương Minh Chung | CABLE LUG | A37600023 | 05510001792 | CABLE LUG,RING,JOT 10-M5,10.0SQ,1 HOLE,JEONO / KOREA | ea | M20 | 10690 | 10690 | #N/A | #N/A
ED | 0551 | Parts | Trương Minh Chung | CABLE LUG | A37600024 | 05510001793 | CABLE LUG,RING,JOT 10-M6,10.0SQ,1 HOLE,JEONO / KOREA | ea | M20 | 6263 | 6263 | #N/A | #N/A
ED | 0551 | Parts | Trương Minh Chung | CABLE LUG | A37600025 | 05510001794 | CABLE LUG,RING,JOT 10-M8,10.0SQ,1 HOLE,JEONO / KOREA | ea | M20 | 6350 | 6350 | #N/A | #N/A
ED | 0551 | Parts | Trương Minh Chung | CABLE LUG | A37600026 | 05510001795 | CABLE LUG,RING,JOT 10-M10,10.0SQ,1 HOLE,JEONO / KOREA | ea | M20 | 1790 | 1790 | #N/A | #N/A
ED | 0551 | Parts | Trương Minh Chung | CABLE LUG | A37600027 | 05510001796 | CABLE LUG,RING,JOT 10-M12,10.0SQ,1 HOLE,JEONO / KOREA | ea | M20 | 1809 | 1809 | #N/A | #N/A
ED | 0551 | Parts | Trương Minh Chung | CABLE LUG | A37600031 | 05510001797 | CABLE LUG,RING,JOT 16-M8,16.0SQ,1 HOLE,JEONO / KOREA | ea | M10 | 12 | 12 | #N/A | #N/A
ED | 0551 | Parts | Trương Minh Chung | CABLE LUG | A37600033 | 05510001798 | CABLE LUG,RING,JOT 16-M12,16.0SQ,1 HOLE,JEONO / KOREA | ea | M10 | 149 | 149 | #N/A | #N/A
ED | 0551 | Parts | Trương Minh Chung | CABLE LUG | A37600043 | 05510001799 | CABLE LUG,RING,JOT 25-M12,25.0SQ,1 HOLE,JEONO / KOREA | ea | M10 | 452 | 452 | #N/A | #N/A
ED | 0551 | Parts | Trương Minh Chung | CABLE LUG | A37600047 | 05510001801 | CABLE LUG,RING,JOT 35-M12,35.0SQ,1 HOLE,JEONO / KOREA | ea | M10 | 450 | 450 | #N/A | #N/A
ED | 0551 | Parts | Trương Minh Chung | CABLE LUG | A37600485 | 05510001800 | CABLE LUG,BLADE,JOBN 6,6.0SQ,JEONO / KOREA | ea | M20 | 4958 | 4958 | #N/A | #N/A
ED | 0551 | Parts | Trương Minh Chung | CABLE LUG | A37600487 | 05510001802 | CABLE LUG,BLADE,JOBN 10,10.0SQ,JEONO / KOREA | ea | M20 | 3590 | 3590 | #N/A | #N/A
ED | 0551 | Parts | Trương Minh Chung | CABLE LUG | A37600689 | 05510001803 | CABLE LUG,FASON RBP,KCFR-250,KOREA | ea | M20 | 3000 | 3000 | #N/A | #N/A
ED | 0551 | Parts | Trương Minh Chung | CABLE LUG | A37600690 | 05510001804 | CABLE LUG,FASON TAB,KCFN-250,KOREA | ea | M20 | 3000 | 3000 | #N/A | #N/A
ED | 0551 | Parts | Trương Minh Chung | CABLE LUG | A37600793 | 05510001805 | CABLE LUG,BLADE,JOBN 153 1.5,1.5SQ,15MM LENGTH,JEONO / KOREA | ea | M20 | 77000 | 77000 | #N/A | #N/A
ED | 0551 | Parts | Trương Minh Chung | CABLE LUG | A37600794 | 05510001806 | CABLE LUG,BLADE,JOBN 253 2.5,2.5SQ,17MM LENGTH,JEONO / KOREA | ea | M20 | 31000 | 31000 | #N/A | #N/A
ED | 0551 | Parts | Trương Minh Chung | CABLE LUG | A37600795 | 05510001807 | CABLE LUG,BLADE,JOBN 4,4.0SQ,JEONO / KOREA | ea | M20 | 16990 | 16990 | #N/A | #N/A
ED | 0551 | Parts | Trương Minh Chung | CABLE LUG | A37600797 | 05510001808 | CABLE LUG,FORK,JOT 1.5-M4Y,1.5SQ,JEONO / KOREA | ea | M20 | 29000 | 29000 | #N/A | #N/A
ED | 0551 | Parts | Trương Minh Chung | CABLE LUG | A37600798 | 05510001809 | CABLE LUG,FORK,JOT 2.5-M4Y,2.5SQ,JEONO / KOREA | ea | M20 | 11800 | 11800 | #N/A | #N/A
ED | 0551 | Parts | Trương Minh Chung | CABLE LUG | A37600801 | 05510001810 | CABLE LUG,RING,JOT 4-M10,4.0SQ,1 HOLE,JEONO / KOREA | ea | M20 | 5932 | 5932 | #N/A | #N/A
ED | 0551 | Parts | Trương Minh Chung | CABLE LUG | A37600802 | 05510001811 | CABLE LUG,RING,JOT 4-M8,4.0SQ,1 HOLE,JEONO / KOREA | ea | M20 | 14907 | 14907 | #N/A | #N/A
ED | 0551 | Parts | Trương Minh Chung | CABLE LUG | A37600803 | 05510001812 | CABLE LUG,RING,JOT 6-M6,6.0SQ,1 HOLE,JEONO / KOREA | ea | M20 | 9450 | 9450 | #N/A | #N/A
ED | 0551 | Parts | Trương Minh Chung | CABLE LUG | A37600804 | 05510001813 | CABLE LUG,RING,JOT 2.5-M4,2.5SQ,1 HOLE,JEONO / KOREA | ea | M20 | 78000 | 78000 | #N/A | #N/A
ED | 0551 | Parts | Trương Minh Chung | CABLE LUG | A37600814 | 05510001814 | CABLE LUG,RING,JOT 4-M5,4.0SQ,1 HOLE,JEONO / KOREA | ea | M20 | 37790 | 37790 | #N/A | #N/A
ED | 0551 | Parts | Trương Minh Chung | CABLE LUG | A37600818 | 05510001815 | CABLE LUG,RING,JOT 4-M6,4.0SQ,1 HOLE,JEONO / KOREA | ea | M20 | 7791 | 7791 | #N/A | #N/A
ED | 0551 | Parts | Trương Minh Chung | CABLE LUG | A37600819 | 05510001816 | CABLE LUG,RING,JOT 2.5-M8,2.5SQ,1 HOLE,JEONO / KOREA | ea | M20 | 7000 | 7000 | #N/A | #N/A
ED | 0551 | Parts | Trương Minh Chung | CABLE LUG | A37600820 | 05510001817 | CABLE LUG,RING,JOT 2.5-M10,2.5SQ,1 HOLE,JEONO / KOREA | ea | M20 | 730 | 730 | #N/A | #N/A
ED | 0551 | Parts | Trương Minh Chung | CABLE LUG | A37600821 | 05510001818 | CABLE LUG,RING,JOT 2.5-M12,2.5SQ,1 HOLE,JEONO / KOREA | ea | M20 | 7885 | 7885 | #N/A | #N/A
ED | 0551 | Parts | Trương Minh Chung | CABLE LUG | A37600826 | 05510001819 | CABLE LUG,RING,JOCP 25-M8,25.0SQ,1 HOLE,JEONO / KOREA | ea | M20 | 2900 | 2900 | #N/A | #N/A
ED | 0551 | Parts | Trương Minh Chung | CABLE LUG | A37600827 | 05510001820 | CABLE LUG,RING,JOCO 25-M10,25.0SQ,1 HOLE,JEONO / KOREA | ea | M20 | 400 | 400 | #N/A | #N/A
ED | 0551 | Parts | Trương Minh Chung | CABLE LUG | A37600828 | 05510001821 | CABLE LUG,RING,JOCO 25-M12,25.0SQ,1 HOLE,JEONO / KOREA | ea | M20 | 1600 | 1600 | #N/A | #N/A
ED | 0551 | Parts | Trương Minh Chung | CABLE LUG | A37600829 | 05510001822 | CABLE LUG,RING,JOCP 35-M8,35.0SQ,1 HOLE,JEONO / KOREA | ea | M20 | 1424 | 1424 | #N/A | #N/A
ED | 0551 | Parts | Trương Minh Chung | CABLE LUG | A37600830 | 05510001823 | CABLE LUG,RING,JOCP 50-M8,50.0SQ,1 HOLE,JEONO / KOREA | ea | M20 | 1960 | 1960 | #N/A | #N/A
ED | 0551 | Parts | Trương Minh Chung | CABLE LUG | A37600831 | 05510001824 | CABLE LUG,RING,JOCP 50-M10,50.0SQ,1 HOLE,JEONO / KOREA | ea | M20 | 1484 | 1484 | #N/A | #N/A
ED | 0551 | Parts | Trương Minh Chung | CABLE LUG | A37600837 | 05510001825 | CABLE LUG,RING,JOCP 35-M10,35.0SQ,1 HOLE,JEONO / KOREA | ea | M20 | 1785 | 1785 | #N/A | #N/A
ED | 0551 | Parts | Trương Minh Chung | CABLE LUG | A37600838 | 05510001826 | CABLE LUG,RING,JOCO 35-M12,35.0SQ,1 HOLE,JEONO / KOREA | ea | M20 | 3078 | 3078 | #N/A | #N/A
ED | 0551 | Parts | Trương Minh Chung | CABLE LUG | A37600839 | 05510001832 | CABLE LUG,RING,JOCP 70-M10,70.0SQ,1 HOLE,JEONO / KOREA | ea | M20 | 1584 | 1584 | #N/A | #N/A
ED | 0551 | Parts | Trương Minh Chung | CABLE LUG | A37600840 | 05510001833 | CABLE LUG,RING,JOCP 70-M8,70.0SQ,1 HOLE,JEONO / KOREA | ea | M20 | 1663 | 1663 | #N/A | #N/A
ED | 0551 | Parts | Trương Minh Chung | CABLE LUG | A37600841 | 05510001834 | CABLE LUG,RING,JOCP 70-M12,70.0SQ,1 HOLE,JEONO / KOREA | ea | M20 | 2051 | 2051 | #N/A | #N/A
ED | 0551 | Parts | Trương Minh Chung | CABLE LUG | A37600844 | 05510001827 | CABLE LUG,RING,JOCP 50-M12,50.0SQ,1 HOLE,JEONO / KOREA | ea | M20 | 1241 | 1241 | #N/A | #N/A
ED | 0551 | Parts | Trương Minh Chung | CABLE LUG | A37600848 | 05510001828 | CABLE LUG,PIN,VE1508,1.5SQ,BLUE,CHINA | ea | M20 | 2000 | 2000 | #N/A | #N/A
ED | 0551 | Parts | Trương Minh Chung | CABLE LUG | A37600862 | 05510001829 | CABLE LUG,RING,JOCP 95-M8,95.0SQ,1 HOLE,JEONO / KOREA | ea | M20 | 1498 | 1498 | #N/A | #N/A
ED | 0551 | Parts | Trương Minh Chung | CABLE LUG | A37600879 | 05510001830 | CABLE LUG,BLADE,JOBN 152 1.25,1.25SQ,22MM LENGTH,JEONO / KOREA | ea | M20 | 30900 | 30900 | #N/A | #N/A
ED | 0551 | Parts | Trương Minh Chung | CABLE LUG | A37600880 | 05510001831 | CABLE LUG,BLADE,JOBN 252 2.0,2.0SQ,22MM LENGTH,JEONO / KOREA | ea | M20 | 15800 | 15800 | #N/A | #N/A
ED | 0551 | Parts | Trương Minh Chung | CABLE LUG | A37600892 | 05510001836 | CABLE LUG,RING,JOCP 240-M12,240.0SQ,1 HOLE,JEONO / KOREA | ea | M10 | 20 | 20 | #N/A | #N/A
ED | 0551 | Parts | Trương Minh Chung | CABLE LUG | A37600893 | 05510001837 | CABLE LUG,RING,JOCP 185-M12,185.0SQ,1 HOLE,JEONO / KOREA | ea | M10 | 8 | 8 | #N/A | #N/A
ED | 0551 | Parts | Trương Minh Chung | CABLE LUG | A37600894 | 05510001838 | CABLE LUG,RING,JOT 1.5-M8,1.5SQ,1 HOLE,JEONO / KOREA | ea | M20 | 3000 | 3000 | #N/A | #N/A
ED | 0551 | Parts | Trương Minh Chung | CABLE LUG | A37600897 | 05510001839 | CABLE LUG,RING,JOCP 25-M6,25.0SQ,1 HOLE,JEONO / KOREA | ea | M20 | 466 | 466 | #N/A | #N/A
ED | 0551 | Parts | Trương Minh Chung | CABLE LUG | A37600898 | 05510001840 | CABLE LUG,RING,JOCP 16-M6,16.0SQ,1 HOLE,JEONO / KOREA | ea | M20 | 8955 | 8955 | #N/A | #N/A
ED | 0551 | Parts | Trương Minh Chung | CABLE LUG | A37600899 | 05510001841 | CABLE LUG,RING,JOCP 16-M8,16.0SQ,1 HOLE,JEONO / KOREA | ea | M20 | 4215 | 4215 | #N/A | #N/A
ED | 0551 | Parts | Trương Minh Chung | CABLE LUG | A37600900 | 05510001842 | CABLE LUG,RING,JOCP 95-M10,95.0SQ,1 HOLE,JEONO / KOREA | ea | M20 | 1082 | 1082 | #N/A | #N/A
ED | 0551 | Parts | Trương Minh Chung | CABLE LUG | A37600901 | 05510001835 | CABLE LUG,RING,JOCP 95-M12,95.0SQ,1 HOLE,JEONO / KOREA | ea | M20 | 805 | 805 | #N/A | #N/A
ED | 0551 | Parts | Trương Minh Chung | CABLE LUG | A37600914 | 05510001843 | CABLE LUG,TYPE-JOR(R),JOR 6-8,6.0SQ,1 HOLE,JEONO / KOREA | ea | M10 | 956 | 956 | #N/A | #N/A
ED | 0551 | Parts | Trương Minh Chung | CABLE LUG | A37600915 | 05510001844 | CABLE LUG,TYPE-JOR(R),JOR 6-5,6.0SQ,1 HOLE,JEONO / KOREA | ea | M10 | 971 | 971 | #N/A | #N/A
ED | 0551 | Parts | Trương Minh Chung | CABLE LUG | A37600916 | 05510001845 | CABLE LUG,TYPE-JOR(R),JOR 6-6,6.0SQ,1 HOLE,JEONO / KOREA | ea | M10 | 971 | 971 | #N/A | #N/A
ED | 0551 | Parts | Trương Minh Chung | CABLE LUG | A37600917 | 05510001846 | CABLE LUG,BLADE,JOBN 4-2,4.0SQ,JEONO / KOREA | ea | M20 | 8010 | 8010 | #N/A | #N/A
ED | 0551 | Parts | Trương Minh Chung | CABLE LUG | A37600918 |  | CABLE LUG,NON-INSULATED OPEN BARREL TERMINAL JFT 2025 | ea | M20 | 850 | 850 | #N/A | #N/A
ED | 0551 | Parts | Trương Minh Chung | CABLE LUG | A37600932 | 05510001847 | CABLE LUG,RING,JOCP 35-M6,35.0SQ,1 HOLE,JEONO / KOREA | ea | M20 | 1523 | 1523 | #N/A | #N/A
ED | 0551 | Parts | Trương Minh Chung | CABLE LUG | A37600935 | 05510001848 | CABLE LUG,RING,JOCP 150-M12,150.0SQ,1 HOLE,JEONO / KOREA | ea | M10 | 107 | 107 | #N/A | #N/A
ED | 0551 | Parts | Trương Minh Chung | CABLE LUG | A37600936 |  | CABLE LUG,FULLY INSULATED FEMALE CONNECTOR,PART No.381485 NH,RED | ea | M20 | 2000 | 2000 | #N/A | #N/A
ED | 0551 | Parts | Trương Minh Chung | CABLE LUG | A37600937 |  | CABLE LUG,FULLY INSULATED FEMALE CONNECTOR,PART No.385485 NH,BLUE | ea | M20 | 2000 | 2000 | #N/A | #N/A
ED | 0551 | Parts | Trương Minh Chung | CABLE LUG | A37600940 | 05510001849 | CABLE LUG,RING,JOCP 120-M12,120.0SQ,1 HOLE,JEONO / KOREA | ea | M10 | 55 | 55 | #N/A | #N/A
ED | 0551 | Parts | Trương Minh Chung | CABLE LUG | A37600946 | 05510001850 | CABLE LUG,RING,JOCO 16-M10,16.0SQ,1 HOLE,JEONO / KOREA | ea | M20 | 4188 | 4188 | #N/A | #N/A
ED | 0551 | Parts | Trương Minh Chung | CABLE LUG | A37600964 | 05510001852 | CABLE LUG,RING,JOPT 6.0-M8,6.0SQ,1 HOLE,BLUE,JEONO / KOREA | ea | M10 | 1000 | 1000 | #N/A | #N/A
ED | 0551 | Parts | Trương Minh Chung | CABLE LUG | A37601007 | '05510001851 | CABLE LUG,BLADE,JOBN 254,2.5SQ,22MM LENGTH,JEONO / KOREA | ea | M20 | 18000 | 18000 | #N/A | #N/A
ED | 0551 | Parts | Trương Minh Chung | CABLE LUG | A37601009 | 05510001858 | CABLE LUG,RING,JOCP 150-2-M12,150.0SQ,2 HOLE,JEONO / KOREA | ea | E31 | 9 | 9 | #N/A | #N/A
ED | 0551 | Parts | Trương Minh Chung | CABLE LUG | A37601009 | 05510001858 | CABLE LUG,RING,JOCP 150-2-M12,150.0SQ,2 HOLE,JEONO / KOREA | ea | M10 | 6 | 6 | #N/A | #N/A
ED | 0551 | Parts | Trương Minh Chung | CABLE LUG | A37601010 | 05510001853 | CABLE LUG,RING,JOCP 300-2-M12,300.0SQ,2 HOLE,JEONO / KOREA | ea | E31 | 10 | 10 | #N/A | #N/A
ED | 0551 | Parts | Trương Minh Chung | CABLE LUG | A37601011 | 05510001854 | CABLE LUG,RING,JOCP 400-2-M14,400.0SQ,2 HOLE,JEONO / KOREA | ea | E31 | 4 | 4 | #N/A | #N/A
ED | 0551 | Parts | Trương Minh Chung | CABLE LUG | A37601012 | 05510001855 | CABLE LUG,RING,JOCP 400-M12,400.0SQ,1 HOLE,JEONO / KOREA | ea | M10 | 300 | 300 | #N/A | #N/A
ED | 0551 | Parts | Trương Minh Chung | CABLE LUG | A37601015 | 05510001856 | CABLE LUG,RING,JOCP 120-M10,120.0SQ,1 HOLE,JEONO / KOREA | ea | M10 | 27 | 27 | #N/A | #N/A
ED | 0551 | Parts | Trương Minh Chung | CABLE LUG | A37601038 | 05510001772 | CABLE LUG,INSULATED TERMINAL TYPE,CE060012,BLACK,JEONO / KOREA | ea | M10 | 2260 | 2260 | #N/A | #N/A
ED | 0551 | Parts | Trương Minh Chung | CABLE LUG | A37601042 | '05510001857 | CABLE LUG,RING,JOCP 500-2-M14,500.0SQ,2 HOLE,JEONO / KOREA | ea | E31 | 4 | 4 | #N/A | #N/A
ED | 0551 | Parts | Trương Minh Chung | CABLE LUG | A37601047 | 05510001859 | CABLE LUG,INSULATED TERMINAL TYPE:BLADE TYPE,JOBP 6,6SQ-5MM,BLUE STRAIGHT,JEONO/KOREA | ea | M10 | 1000 | 1000 | #N/A | #N/A
ED | 0551 | Parts | Trương Minh Chung | CABLE LUG | A37601050 | 05510001860 | CABLE LUG,TYPE-JOR(R),JOR 2.5-M4,2.5SQ,1 HOLE,JEONO / KOREA | ea | M20 | 29455 | 29455 | #N/A | #N/A
ED | 0551 | Parts | Trương Minh Chung | CABLE LUG | A37601070 | 05510001861 | CABLE LUG,BLADE,JOBN 4-2W,4.0SQ,16.5MM LENGTH,JEONO / KOREA | ea | M10 | 868 | 868 | #N/A | #N/A
ED | 0551 | Parts | Trương Minh Chung | CABLE LUG | A37601092 | 05510001862 | CABLE LUG,TYPE-JOR(R),JOR 4-6,4.0SQ,1 HOLE,JEONO / KOREA | ea | M10 | 973 | 973 | #N/A | #N/A
ED | 0551 | Parts | Trương Minh Chung | CABLE LUG | A37601093 | 05510001863 | CABLE LUG,TYPE-JOR(R),JOR 4-10,4.0SQ,1 HOLE,JEONO / KOREA | ea | M10 | 959 | 959 | #N/A | #N/A
ED | 0551 | Parts | Trương Minh Chung | CABLE LUG | A37601094 | 05510001864 | CABLE LUG,TYPE-JOR(R),JOR 6-10,6.0SQ,1 HOLE,JEONO / KOREA | ea | M10 | 953 | 953 | #N/A | #N/A
ED | 0551 | Parts | Trương Minh Chung | CABLE LUG | A37601095 | 05510001865 | CABLE LUG,TYPE-JOR(R),JOR 10-10,10.0SQ,1 HOLE,JEONO / KOREA | ea | M10 | 168 | 168 | #N/A | #N/A
ED | 0551 | Parts | Trương Minh Chung | CABLE LUG | A37601097 | 05510001866 | CABLE LUG,BLADE,JOBN 10W,10.0SQ,26.5MM LENGTH,JEONO / KOREA | ea | M10 | 457 | 457 | #N/A | #N/A
ED | 0551 | Parts | Trương Minh Chung | CABLE LUG | A37601098 | 05510001867 | CABLE LUG,BLADE,JOBN 25W,25.0SQ,32.5MM LENGTH,JEONO / KOREA | ea | M10 | 287 | 287 | #N/A | #N/A
ED | 0551 | Parts | Trương Minh Chung | CABLE LUG | A37601101 | 05510001868 | CABLE LUG,PIPE,95.0SQ,VIETNAM | ea | M10 | 32 | 32 | #N/A | #N/A
ED | 0551 | Parts | Trương Minh Chung | CABLE LUG | A37601108 | 05510001869 | CABLE LUG,INSULATED TERMINAL TYPE:BLADE TYPE,JOBP 154,1.5SQ-2.3MM,BLUE STRAIGHT,JEONO/KOREA | ea | M10 | 700 | 700 | #N/A | #N/A
ED | 0551 | Parts | Trương Minh Chung | CABLE LUG | A37601114 | '05510001870 | CABLE LUG,RING,JOCO 16-M12,16.0SQ,1 HOLE,JEONO / KOREA | ea | M10 | 490 | 490 | #N/A | #N/A
ED | 0551 | Parts | Trương Minh Chung | CABLE LUG | A37601117 | 05510001871 | CABLE LUG,BLADE,JOBN 35,35.0SQ,JEONO/KOREA | ea | M10 | 60 | 60 | #N/A | #N/A
ED | 0551 | Parts | Trương Minh Chung | CABLE LUG | A37601120 | 05510001872 | CABLE LUG,NYLON-INSULATED CORE END TERMINALS,KFC1V60, E4009,BLUE,4.0SQ,KF/CHINA | ea | M10 | 3500 | 3500 | #N/A | #N/A
ED | 0551 | Parts | Trương Minh Chung | CABLE LUG | A37601121 | 05510001873 | CABLE LUG,RING,JOCP 16-6-1,16.0SQ,1 HOLE,45 ANGLE,JEONO / KOREA | ea | M10 | 200 | 200 | #N/A | #N/A
ED | 0551 | Parts | Trương Minh Chung | CABLE LUG | A37601122 | 05510001874 | CABLE LUG,RING,JOCP 25-6-1,25.0SQ,1 HOLE,45 ANGLE,JEONO / KOREA | ea | M10 | 200 | 200 | #N/A | #N/A
ED | 0551 | Parts | Trương Minh Chung | CABLE LUG | A37601123 | 05510001875 | CABLE LUG,RING,JOCP 25-8-1,25.0SQ,1 HOLE,45 ANGLE,JEONO / KOREA | ea | M10 | 200 | 200 | #N/A | #N/A
ED | 0551 | Parts | Trương Minh Chung | CABLE LUG | A37601124 | 05510001876 | CABLE LUG,RING,JOCP 35-8-1,35.0SQ,1 HOLE,45 ANGLE,JEONO / KOREA | ea | M10 | 100 | 100 | #N/A | #N/A
ED | 0554 | Parts | Trương Minh Chung | CABLE TIE | A37700017 | 05540000176 | CABLE TIE,Hight tensile strength cable ties,J - 100,Jeono/Korea | ea | M20 | 60000 | 60000 | #N/A | #N/A
ED | 0554 | Parts | Trương Minh Chung | CABLE TIE | A37700018 | 05540000177 | CABLE TIE,Hight tensile strength cable ties,J - 140,Jeono/Korea | ea | M20 | 60000 | 60000 | #N/A | #N/A
ED | 0554 | Parts | Trương Minh Chung | CABLE TIE | A37700019 | 05540000178 | CABLE TIE,Hight tensile strength cable ties,J - 200,Jeono/Korea | ea | M20 | 2000 | 2000 | #N/A | #N/A
ED | 0566 | Parts | Trương Minh Chung | COLOR CAP | A37800008 | 05660001088 | COLOR CAP,CAP,3.5P,BLACK,CHINA | ea | M20 | 3000 | 3000 | #N/A | #N/A
ED | 0566 | Parts | Trương Minh Chung | COLOR CAP | A37800009 | 05660001089 | COLOR CAP,CAP,3.5P,BLUE,CHINA | ea | M20 | 5800 | 5800 | #N/A | #N/A
ED | 0566 | Parts | Trương Minh Chung | COLOR CAP | A37800010 | 05660001090 | COLOR CAP,CAP,3.5P,GREEN,CHINA | ea | M10 | 4800 | 4800 | #N/A | #N/A
ED | 0566 | Parts | Trương Minh Chung | COLOR CAP | A37800011 | 05660001091 | COLOR CAP,CAP,3.5P,RED,CHINA | ea | M20 | 1982 | 1982 | #N/A | #N/A
ED | 0566 | Parts | Trương Minh Chung | COLOR CAP | A37800012 | 05660001092 | COLOR CAP,CAP,3.5P,YELLOW,CHINA | ea | M20 | 4782 | 4782 | #N/A | #N/A
ED | 0566 | Parts | Trương Minh Chung | COLOR CAP | A37800014 | 05660001093 | COLOR CAP,CAP,5.5P,BLACK,CHINA | ea | M20 | 5300 | 5300 | #N/A | #N/A
ED | 0566 | Parts | Trương Minh Chung | COLOR CAP | A37800016 | 05660001094 | COLOR CAP,CAP,5.5P,GREEN,CHINA | ea | M20 | 2130 | 2130 | #N/A | #N/A
ED | 0566 | Parts | Trương Minh Chung | COLOR CAP | A37800017 | 05660001095 | COLOR CAP,CAP,5.5P,RED,CHINA | ea | M20 | 2244 | 2244 | #N/A | #N/A
ED | 0566 | Parts | Trương Minh Chung | COLOR CAP | A37800020 | 05660001096 | COLOR CAP,CAP,8P,YELLOW,CHINA | ea | M10 | 2000 | 2000 | #N/A | #N/A
ED | 0566 | Parts | Trương Minh Chung | COLOR CAP | A37800021 | 05660001097 | COLOR CAP,CAP,8P,BLUE,CHINA | ea | M10 | 2000 | 2000 | #N/A | #N/A
ED | 0566 | Parts | Trương Minh Chung | COLOR CAP | A37800023 | 05660001098 | COLOR CAP,CAP,14P,BLUE,CHINA | ea | M20 | 1091 | 1091 | #N/A | #N/A
ED | 0566 | Parts | Trương Minh Chung | COLOR CAP | A37800024 | 05660001099 | COLOR CAP,CAP,14P,GREEN,CHINA | ea | M20 | 1000 | 1000 | #N/A | #N/A
ED | 0566 | Parts | Trương Minh Chung | COLOR CAP | A37800025 | 05660001100 | COLOR CAP,CAP,14P,RED,CHINA | ea | M20 | 1500 | 1500 | #N/A | #N/A
ED | 0566 | Parts | Trương Minh Chung | COLOR CAP | A37800026 | 05660001101 | COLOR CAP,CAP,14P,YELLOW,CHINA | ea | M20 | 1491 | 1491 | #N/A | #N/A
ED | 0566 | Parts | Trương Minh Chung | COLOR CAP | A37800028 | 05660001102 | COLOR CAP,CAP,25P,BLACK,CHINA | ea | M20 | 1670 | 1670 | #N/A | #N/A
ED | 0566 | Parts | Trương Minh Chung | COLOR CAP | A37800029 | 05660001103 | COLOR CAP,CAP,25P,BLUE,CHINA | ea | M20 | 500 | 500 | #N/A | #N/A
ED | 0566 | Parts | Trương Minh Chung | COLOR CAP | A37800032 | 05660001104 | COLOR CAP,CAP,25P,YELLOW,CHINA | ea | M20 | 470 | 470 | #N/A | #N/A
ED | 0566 | Parts | Trương Minh Chung | COLOR CAP | A37800034 | 05660001105 | COLOR CAP,CAP,35P,BLACK,CHINA | ea | M20 | 1570 | 1570 | #N/A | #N/A
ED | 0566 | Parts | Trương Minh Chung | COLOR CAP | A37800035 | 05660001106 | COLOR CAP,CAP,35P,BLUE,CHINA | ea | M20 | 1570 | 1570 | #N/A | #N/A
ED | 0566 | Parts | Trương Minh Chung | COLOR CAP | A37800036 | 05660001107 | COLOR CAP,CAP,35P,GREEN,CHINA | ea | M20 | 700 | 700 | #N/A | #N/A
ED | 0566 | Parts | Trương Minh Chung | COLOR CAP | A37800037 | 05660001108 | COLOR CAP,CAP,35P,RED,CHINA | ea | M20 | 971 | 971 | #N/A | #N/A
ED | 0566 | Parts | Trương Minh Chung | COLOR CAP | A37800038 | 05660001109 | COLOR CAP,CAP,35P,YELLOW,CHINA | ea | M20 | 600 | 600 | #N/A | #N/A
ED | 0566 | Parts | Trương Minh Chung | COLOR CAP | A37800040 | 05660001110 | COLOR CAP,CAP,50P,BLACK,CHINA | ea | M20 | 1000 | 1000 | #N/A | #N/A
ED | 0566 | Parts | Trương Minh Chung | COLOR CAP | A37800041 | 05660001111 | COLOR CAP,CAP,50P,BLUE,CHINA | ea | M20 | 688 | 688 | #N/A | #N/A
ED | 0566 | Parts | Trương Minh Chung | COLOR CAP | A37800043 | 05660001112 | COLOR CAP,CAP,50P,RED,CHINA | ea | M20 | 1300 | 1300 | #N/A | #N/A
ED | 0566 | Parts | Trương Minh Chung | COLOR CAP | A37800044 | 05660001113 | COLOR CAP,CAP,50P,YELLOW,CHINA | ea | M20 | 300 | 300 | #N/A | #N/A
ED | 0566 | Parts | Trương Minh Chung | COLOR CAP | A37800049 | 05660001114 | COLOR CAP,CAP,80P,RED,CHINA | ea | M20 | 688 | 688 | #N/A | #N/A
ED | 0566 | Parts | Trương Minh Chung | COLOR CAP | A37800050 | 05660001115 | COLOR CAP,CAP,80P,YELLOW,CHINA | ea | M20 | 790 | 790 | #N/A | #N/A
ED | 0566 | Parts | Trương Minh Chung | COLOR CAP | A37800069 | 05660001116 | COLOR CAP,CAP,8P,BLACK,CHINA | ea | M10 | 2000 | 2000 | #N/A | #N/A
ED | 0566 | Parts | Trương Minh Chung | COLOR CAP | A37800070 | 05660001117 | COLOR CAP,CAP,8P,RED,CHINA | ea | M10 | 2000 | 2000 | #N/A | #N/A
ED | 0566 | Parts | Trương Minh Chung | COLOR CAP | A37800071 | 05660001118 | COLOR CAP,CAP,10P,BLACK,CHINA | ea | M20 | 3180 | 3180 | #N/A | #N/A
ED | 0566 | Parts | Trương Minh Chung | COLOR CAP | A37800072 | 05660001119 | COLOR CAP,CAP,10P,BLUE,CHINA | ea | M20 | 2257 | 2257 | #N/A | #N/A
ED | 0566 | Parts | Trương Minh Chung | COLOR CAP | A37800073 | 05660001120 | COLOR CAP,CAP,10P,RED,CHINA | ea | M20 | 1880 | 1880 | #N/A | #N/A
ED | 0566 | Parts | Trương Minh Chung | COLOR CAP | A37800074 | 05660001121 | COLOR CAP,CAP,10P,YELLOW,CHINA | ea | M20 | 1980 | 1980 | #N/A | #N/A
ED | 0566 | Parts | Trương Minh Chung | COLOR CAP | A37800086 | 05660001122 | COLOR CAP,THERMO STC-CAP,STC 25,YELLOW,SEUNGJEON/KOREA | ea | M10 | 400 | 400 | #N/A | #N/A
ED | 0566 | Parts | Trương Minh Chung | COLOR CAP | A37800086 | 05660001122 | COLOR CAP,THERMO STC-CAP,STC 25,YELLOW,SEUNGJEON/KOREA | ea | M20 | 100 | 100 | #N/A | #N/A
ED | 0566 | Parts | Trương Minh Chung | COLOR CAP | A37800088 | 05660001123 | COLOR CAP,THERMO STC-CAP,STC 25,BLUE,SEUNGJEON/KOREA | ea | M10 | 500 | 500 | #N/A | #N/A
ED | 0566 | Parts | Trương Minh Chung | COLOR CAP | A37800089 | 05660001124 | COLOR CAP,THERMO STC-CAP,JOTC25,BLACK,SEUNGJEON/KOREA | ea | M10 | 500 | 500 | #N/A | #N/A
ED | 0566 | Parts | Trương Minh Chung | COLOR CAP | A37800090 | 05660001125 | COLOR CAP,THERMO STC-CAP,JOTC35,RED,SEUNGJEON/KOREA | ea | M10 | 500 | 500 | #N/A | #N/A
ED | 0566 | Parts | Trương Minh Chung | COLOR CAP | A37800091 | 05660001126 | COLOR CAP,THERMO STC-CAP,JOTC35,YELLOW,SEUNGJEON/KOREA | ea | M10 | 500 | 500 | #N/A | #N/A
ED | 0566 | Parts | Trương Minh Chung | COLOR CAP | A37800092 | 05660001127 | COLOR CAP,THERMO STC-CAP,JOTC35,BLUE,SEUNGJEON/KOREA | ea | M20 | 400 | 400 | #N/A | #N/A
ED | 0566 | Parts | Trương Minh Chung | COLOR CAP | A37800093 | 05660001128 | COLOR CAP,THERMO STC-CAP,JOTC35,BLACK,SEUNGJEON/KOREA | ea | M10 | 500 | 500 | #N/A | #N/A
ED | 0566 | Parts | Trương Minh Chung | COLOR CAP | A37800094 | 05660001129 | COLOR CAP,THERMO STC-CAP,JOTC70,RED,SEUNGJEON/KOREA | ea | M20 | 879 | 879 | #N/A | #N/A
ED | 0566 | Parts | Trương Minh Chung | COLOR CAP | A37800095 | 05660001130 | COLOR CAP,THERMO STC-CAP,JOTC70,BLUE,SEUNGJEON/KOREA | ea | M20 | 1279 | 1279 | #N/A | #N/A
ED | 0566 | Parts | Trương Minh Chung | COLOR CAP | A37800096 | 05660001131 | COLOR CAP,THERMO STC-CAP,JOTC70,BLACK,SEUNGJEON/KOREA | ea | M20 | 278 | 278 | #N/A | #N/A
ED | 0566 | Parts | Trương Minh Chung | COLOR CAP | A37800097 | 05660001132 | COLOR CAP,THERMO STC-CAP,STC 50,RED,SEUNGJEON/KOREA | ea | M20 | 300 | 300 | #N/A | #N/A
ED | 0566 | Parts | Trương Minh Chung | COLOR CAP | A37800098 | 05660001151 | COLOR CAP,THERMO STC-CAP,JOTC50,YELLOW,SEUNGJEON/KOREA | ea | M20 | 400 | 400 | #N/A | #N/A
ED | 0566 | Parts | Trương Minh Chung | COLOR CAP | A37800099 | 05660001133 | COLOR CAP,THERMO STC-CAP,JOTC50,BLUE,SEUNGJEON/KOREA | ea | M20 | 100 | 100 | #N/A | #N/A
ED | 0566 | Parts | Trương Minh Chung | COLOR CAP | A37800100 | 05660001134 | COLOR CAP,THERMO STC-CAP,STC 50,BLACK,SEUNGJEON/KOREA | ea | M20 | 100 | 100 | #N/A | #N/A
ED | 0566 | Parts | Trương Minh Chung | COLOR CAP | A37800102 | 05660001135 | COLOR CAP,CAP,25P,GRAY,VIJAYA/VIET NAM | ea | M20 | 1000 | 1000 | #N/A | #N/A
ED | 0566 | Parts | Trương Minh Chung | COLOR CAP | A37800117 | 05660001136 | COLOR CAP,THERMO STC-CAP,STC 70,BROWN,SEUNGJEON/KOREA | ea | M10 | 200 | 200 | #N/A | #N/A
ED | 0566 | Parts | Trương Minh Chung | COLOR CAP | A37800129 | 05660001137 | COLOR CAP,THERMO STC-CAP,JOTC 10,RED,SEUNGJEON/KOREA | ea | M20 | 4180 | 4180 | #N/A | #N/A
ED | 0566 | Parts | Trương Minh Chung | COLOR CAP | A37800130 | 05660001138 | COLOR CAP,THERMO STC-CAP,STC 10,YELLOW,SEUNGJEON/KOREA | ea | M20 | 438 | 438 | #N/A | #N/A
ED | 0566 | Parts | Trương Minh Chung | COLOR CAP | A37800135 | 05660001139 | COLOR CAP,THERMO STC-CAP,JOTC70,YELLOW,SEUNGJEON/KOREA | ea | M20 | 679 | 679 | #N/A | #N/A
ED | 0566 | Parts | Trương Minh Chung | COLOR CAP | A37800136 | 05660001140 | COLOR CAP,THERMO STC-CAP,JOTC 95,RED,SEUNGJEON/KOREA | ea | M10 | 350 | 350 | #N/A | #N/A
ED | 0566 | Parts | Trương Minh Chung | COLOR CAP | A37800138 | 05660001141 | COLOR CAP,THERMO STC-CAP,JOTC 95,BLUE,SEUNGJEON/KOREA | ea | M10 | 100 | 100 | #N/A | #N/A
ED | 0566 | Parts | Trương Minh Chung | COLOR CAP | A37800141 | 05660001142 | COLOR CAP,THERMO STC-CAP,JOTC 95,BLACK,SEUNGJEON/KOREA | ea | M10 | 100 | 100 | #N/A | #N/A
ED | 0566 | Parts | Trương Minh Chung | COLOR CAP | A37800149 | 05660001143 | COLOR CAP,CAP,25P,WHITE,CHINA | ea | M10 | 200 | 200 | #N/A | #N/A
ED | 0566 | Parts | Trương Minh Chung | COLOR CAP | A37800170 | 05660001144 | COLOR CAP,THERMO STC-CAP,JOTC 10,BLACK,SEUNGJEON/KOREA | ea | M20 | 700 | 700 | #N/A | #N/A
ED | 0566 | Parts | Trương Minh Chung | COLOR CAP | A37800174 | 05660001145 | COLOR CAP,THERMO STC-CAP,STC 16,GRAY,SEUNGJEON/KOREA | ea | M10 | 163 | 163 | #N/A | #N/A
ED | 0566 | Parts | Trương Minh Chung | COLOR CAP | A37800174 | 05660001145 | COLOR CAP,THERMO STC-CAP,STC 16,GRAY,SEUNGJEON/KOREA | ea | M20 | 2 | 2 | #N/A | #N/A
ED | 0566 | Parts | Trương Minh Chung | COLOR CAP | A37800177 | 05660001146 | COLOR CAP,THERMO STC-CAP,STC 70,GRAY,SEUNGJEON/KOREA | ea | M10 | 200 | 200 | #N/A | #N/A
ED | 0566 | Parts | Trương Minh Chung | COLOR CAP | A37800214 | 05660001147 | COLOR CAP,THERMO STC-CAP,JOTC 4,GREEN,SEUNGJEON/KOREA | ea | M10 | 2000 | 2000 | #N/A | #N/A
ED | 0566 | Parts | Trương Minh Chung | COLOR CAP | A37800216 | 05660001148 | COLOR CAP,THERMO STC-CAP,JOTC 6,GREEN,SEUNGJEON/KOREA | ea | M20 | 2200 | 2200 | #N/A | #N/A
ED | 0566 | Parts | Trương Minh Chung | COLOR CAP | A37800218 | 05660001149 | COLOR CAP,THERMO STC-CAP,JOTC 10,GREEN,SEUNGJEON/KOREA | ea | M10 | 300 | 300 | #N/A | #N/A
ED | 0566 | Parts | Trương Minh Chung | COLOR CAP | A37800230 | 05660001150 | COLOR CAP,THERMO STC-CAP,STC 10,WHITE,SEUNGJEON/KOREA | ea | M10 | 549 | 549 | #N/A | #N/A
ED | 0566 | Parts | Trương Minh Chung | COLOR CAP | A37800230 | 05660001150 | COLOR CAP,THERMO STC-CAP,STC 10,WHITE,SEUNGJEON/KOREA | ea | M20 | 4000 | 4000 | #N/A | #N/A
ED | 0566 | Parts | Trương Minh Chung | COLOR CAP | A37800248 | 05660001152 | COLOR CAP,PVC LOOK CAP,THERMO CAP,DICOLC 35SQ,RED COLOR,DAE-IL COATING Co/KOREA | ea | M10 | 100 | 100 | #N/A | #N/A
ED | 0566 | Parts | Trương Minh Chung | COLOR CAP | A37800250 | 05660001153 | COLOR CAP,PVC LOOK CAP,THERMO CAP,DICOLC 35SQ,BLUE COLOR,DAE-IL COATING Co/KOREA | ea | M10 | 96 | 96 | #N/A | #N/A
ED | 0566 | Parts | Trương Minh Chung | COLOR CAP | A37800251 | 05660001154 | COLOR CAP,PVC LOOK CAP,THERMO CAP,DICOLC 35SQ,BLACK COLOR,DAE-IL COATING Co/KOREA | ea | M10 | 53 | 53 | #N/A | #N/A
ED | 0566 | Parts | Trương Minh Chung | COLOR CAP | A37800252 | 05660001155 | COLOR CAP,PVC LOOK CAP,THERMO CAP,DICOLC 50SQ,RED COLOR,DAE-IL COATING Co/KOREA | ea | M10 | 100 | 100 | #N/A | #N/A
ED | 0566 | Parts | Trương Minh Chung | COLOR CAP | A37800254 | 05660001156 | COLOR CAP,PVC LOOK CAP,THERMO CAP,DICOLC 50SQ,BLUE COLOR,DAE-IL COATING Co/KOREA | ea | M10 | 100 | 100 | #N/A | #N/A
ED | 0566 | Parts | Trương Minh Chung | COLOR CAP | A37800255 | 05660001157 | COLOR CAP,PVC LOOK CAP,THERMO CAP,DICOLC 50SQ,BLACK COLOR,DAE-IL COATING Co/KOREA | ea | M10 | 79 | 79 | #N/A | #N/A
ED | 0566 | Parts | Trương Minh Chung | COLOR CAP | A37800256 | 05660001158 | COLOR CAP,PVC LOOK CAP,THERMO CAP,DICOLC 70SQ,RED COLOR,DAE-IL COATING Co/KOREA | ea | M10 | 100 | 100 | #N/A | #N/A
ED | 0566 | Parts | Trương Minh Chung | COLOR CAP | A37800258 | 05660001159 | COLOR CAP,PVC LOOK CAP,THERMO CAP,DICOLC 70SQ,BLUE COLOR,DAE-IL COATING Co/KOREA | ea | M10 | 99 | 99 | #N/A | #N/A
ED | 0566 | Parts | Trương Minh Chung | COLOR CAP | A37800264 | 05660001160 | COLOR CAP,PVC LOOK CAP,THERMO CAP,DICOLC 6SQ,RED COLOR,DAE-IL COATING Co/KOREA | ea | M10 | 1000 | 1000 | #N/A | #N/A
ED | 0566 | Parts | Trương Minh Chung | COLOR CAP | A37800266 | 05660001161 | COLOR CAP,PVC LOOK CAP,THERMO CAP,DICOLC 6SQ,BLUE COLOR,DAE-IL COATING Co/KOREA | ea | M10 | 950 | 950 | #N/A | #N/A
ED | 0566 | Parts | Trương Minh Chung | COLOR CAP | A37800267 | 05660001162 | COLOR CAP,PVC LOOK CAP,THERMO CAP,DICOLC 6SQ,BLACK COLOR,DAE-IL COATING Co/KOREA | ea | M10 | 900 | 900 | #N/A | #N/A
ED | 0566 | Parts | Trương Minh Chung | COLOR CAP | A37800271 | 05660001163 | COLOR CAP,PVC LOOK CAP,THERMO CAP,DICOLC 16SQ,BLACK COLOR,DAE-IL COATING Co/KOREA | ea | M10 | 141 | 141 | #N/A | #N/A
ED | 0566 | Parts | Trương Minh Chung | COLOR CAP | A37800275 | 05660001164 | COLOR CAP,CAP,FOR CABLE 4.0mmSQ,GRAY,CHINA | ea | M20 | 1000 | 1000 | #N/A | #N/A
ED | 0566 | Parts | Trương Minh Chung | COLOR CAP | A37800277 | 05660001165 | COLOR CAP,CAP,FOR CABLE 10mmSQ,GRAY,CHINA | ea | M20 | 1200 | 1200 | #N/A | #N/A
ED | 0566 | Parts | Trương Minh Chung | COLOR CAP | A37800278 | 05660001166 | COLOR CAP,CAP,FOR CABLE 16mmSQ,GRAY,CHINA | ea | M20 | 700 | 700 | #N/A | #N/A
ED | 0566 | Parts | Trương Minh Chung | COLOR CAP | A37800286 | 05660001167 | COLOR CAP,CAP,FOR CABLE 10mmSQ,BROWN,CHINA | ea | M10 | 2000 | 2000 | #N/A | #N/A
ED | 0566 | Parts | Trương Minh Chung | COLOR CAP | A37800287 | 05660001168 | COLOR CAP,CAP,FOR CABLE 16mmSQ,BROWN,CHINA | ea | M20 | 1200 | 1200 | #N/A | #N/A
ED | 0566 | Parts | Trương Minh Chung | COLOR CAP | A37800292 | 05660001169 | COLOR CAP,CAP,FOR CABLE 95mmSQ,BROWN,CHINA | ea | M20 | 150 | 150 | #N/A | #N/A
ED | 0566 | Parts | Trương Minh Chung | COLOR CAP | A37800293 | 05660001170 | COLOR CAP,CAP,50P,BROWN,VIJAYA/VIET NAM | ea | M20 | 300 | 300 | #N/A | #N/A
ED | 0566 | Parts | Trương Minh Chung | COLOR CAP | A37800295 | 05660001063 | COLOR CAP,CAP,50P,YELLOW,VIJAYA/VIET NAM | ea | M10 | 400 | 400 | #N/A | #N/A
ED | 0566 | Parts | Trương Minh Chung | COLOR CAP | A37800296 | 05660001171 | COLOR CAP,CAP,50P,GRAY,VIJAYA/VIET NAM | ea | M20 | 500 | 500 | #N/A | #N/A
ED | 0566 | Parts | Trương Minh Chung | COLOR CAP | A37800303 | 05660001172 | COLOR CAP,CAP,25P,RED,VIJAYA/VIET NAM | ea | M20 | 1000 | 1000 | #N/A | #N/A
ED | 0566 | Parts | Trương Minh Chung | COLOR CAP | A37800307 | 05660001173 | COLOR CAP,CAP,10P,BROWN,VIJAYA/VIET NAM | ea | M20 | 2000 | 2000 | #N/A | #N/A
ED | 0566 | Parts | Trương Minh Chung | COLOR CAP | A37800316 | 05660001204 | COLOR CAP,CAP,10P,BLUE,SEUNGJEON/KOREA | ea | M20 | 11584 | 11584 | #N/A | #N/A
ED | 0566 | Parts | Trương Minh Chung | COLOR CAP | A37800327 | 05660001174 | COLOR CAP,PVC LOOK CAP,THERMO CAP,DICOLC 4SQ,BLACK COLOR,DAE-IL COATING Co/KOREA | ea | M10 | 984 | 984 | #N/A | #N/A
ED | 0566 | Parts | Trương Minh Chung | COLOR CAP | A37800328 | 05660001175 | COLOR CAP,PVC LOOK CAP,THERMO CAP,DICOLC 4SQ,BROW COLOR,DAE-IL COATING Co/KOREA | ea | M10 | 960 | 960 | #N/A | #N/A
ED | 0566 | Parts | Trương Minh Chung | COLOR CAP | A37800329 | 05660001176 | COLOR CAP,PVC LOOK CAP,THERMO CAP,DICOLC 4SQ,GRAY COLOR,DAE-IL COATING Co/KOREA | ea | M10 | 990 | 990 | #N/A | #N/A
ED | 0566 | Parts | Trương Minh Chung | COLOR CAP | A37800330 | 05660001177 | COLOR CAP,PVC LOOK CAP,THERMO CAP,DICOLC 6SQ,BROW COLOR,DAE-IL COATING Co/KOREA | ea | M10 | 924 | 924 | #N/A | #N/A
ED | 0566 | Parts | Trương Minh Chung | COLOR CAP | A37800331 | 05660001178 | COLOR CAP,PVC LOOK CAP,THERMO CAP,DICOLC 6SQ,GRAY COLOR,DAE-IL COATING Co/KOREA | ea | M10 | 900 | 900 | #N/A | #N/A
ED | 0566 | Parts | Trương Minh Chung | COLOR CAP | A37800332 | 05660001179 | COLOR CAP,PVC LOOK CAP,THERMO CAP,DICOLC 10SQ,BROW COLOR,DAE-IL COATING Co/KOREA | ea | M10 | 300 | 300 | #N/A | #N/A
ED | 0566 | Parts | Trương Minh Chung | COLOR CAP | A37800333 | 05660001180 | COLOR CAP,PVC LOOK CAP,THERMO CAP,DICOLC 10SQ,BLACK COLOR,DAE-IL COATING Co/KOREA | ea | M10 | 390 | 390 | #N/A | #N/A
ED | 0566 | Parts | Trương Minh Chung | COLOR CAP | A37800334 | 05660001181 | COLOR CAP,PVC LOOK CAP,THERMO CAP,DICOLC 10SQ,GRAY COLOR,DAE-IL COATING Co/KOREA | ea | M10 | 403 | 403 | #N/A | #N/A
ED | 0566 | Parts | Trương Minh Chung | COLOR CAP | A37800335 | 05660001182 | COLOR CAP,PVC LOOK CAP,THERMO CAP,DICOLC 16SQ,BROW COLOR,DAE-IL COATING Co/KOREA | ea | M10 | 152 | 152 | #N/A | #N/A
ED | 0566 | Parts | Trương Minh Chung | COLOR CAP | A37800336 | 05660001183 | COLOR CAP,PVC LOOK CAP,THERMO CAP,DICOLC 16SQ,GRAY COLOR,DAE-IL COATING Co/KOREA | ea | M10 | 100 | 100 | #N/A | #N/A
ED | 0566 | Parts | Trương Minh Chung | COLOR CAP | A37800337 | 05660001184 | COLOR CAP,PVC LOOK CAP,THERMO CAP,DICOLC 25SQ,BLACK COLOR,DAE-IL COATING Co/KOREA | ea | M10 | 128 | 128 | #N/A | #N/A
ED | 0566 | Parts | Trương Minh Chung | COLOR CAP | A37800338 | 05660001185 | COLOR CAP,PVC LOOK CAP,THERMO CAP,DICOLC 25SQ,BLUE COLOR,DAE-IL COATING Co/KOREA | ea | M10 | 200 | 200 | #N/A | #N/A
ED | 0566 | Parts | Trương Minh Chung | COLOR CAP | A37800339 | 05660001186 | COLOR CAP,PVC LOOK CAP,THERMO CAP,DICOLC 25SQ,BROW COLOR,DAE-IL COATING Co/KOREA | ea | M10 | 147 | 147 | #N/A | #N/A
ED | 0566 | Parts | Trương Minh Chung | COLOR CAP | A37800340 | 05660001187 | COLOR CAP,PVC LOOK CAP,THERMO CAP,DICOLC 25SQ,GRAY COLOR,DAE-IL COATING Co/KOREA | ea | M10 | 136 | 136 | #N/A | #N/A
ED | 0566 | Parts | Trương Minh Chung | COLOR CAP | A37800341 | 05660001188 | COLOR CAP,PVC LOOK CAP,THERMO CAP,DICOLC 35SQ,BROW COLOR,DAE-IL COATING Co/KOREA | ea | M10 | 50 | 50 | #N/A | #N/A
ED | 0566 | Parts | Trương Minh Chung | COLOR CAP | A37800342 | 05660001189 | COLOR CAP,PVC LOOK CAP,THERMO CAP,DICOLC 35SQ,GRAY COLOR,DAE-IL COATING Co/KOREA | ea | M10 | 50 | 50 | #N/A | #N/A
ED | 0566 | Parts | Trương Minh Chung | COLOR CAP | A37800343 | 05660001190 | COLOR CAP,PVC LOOK CAP,THERMO CAP,DICOLC 50SQ,BROW COLOR,DAE-IL COATING Co/KOREA | ea | M10 | 83 | 83 | #N/A | #N/A
ED | 0566 | Parts | Trương Minh Chung | COLOR CAP | A37800344 | 05660001191 | COLOR CAP,PVC LOOK CAP,THERMO CAP,DICOLC 50SQ,GRAY COLOR,DAE-IL COATING Co/KOREA | ea | M10 | 77 | 77 | #N/A | #N/A
ED | 0566 | Parts | Trương Minh Chung | COLOR CAP | A37800345 | 05660001192 | COLOR CAP,PVC LOOK CAP,THERMO CAP,DICOLC 70SQ,BROW COLOR,DAE-IL COATING Co/KOREA | ea | M10 | 85 | 85 | #N/A | #N/A
ED | 0566 | Parts | Trương Minh Chung | COLOR CAP | A37800346 | 05660001193 | COLOR CAP,PVC LOOK CAP,THERMO CAP,DICOLC 70SQ,GRAY COLOR,DAE-IL COATING Co/KOREA | ea | M10 | 88 | 88 | #N/A | #N/A
ED | 0566 | Parts | Trương Minh Chung | COLOR CAP | A37800348 | 05660001194 | COLOR CAP,CAP,70P,GRAY,VIJAYA/VIET NAM | ea | M10 | 300 | 300 | #N/A | #N/A
ED | 0566 | Parts | Trương Minh Chung | COLOR CAP | A37800349 | 05660001195 | COLOR CAP,PVC LOOK CAP,THERMO CAP,DICOLC 25SQ,RED COLOR,DAE-IL COATING Co/KOREA | ea | M10 | 100 | 100 | #N/A | #N/A
ED | 0566 | Parts | Trương Minh Chung | COLOR CAP | A37800350 | 05660001196 | COLOR CAP,PVC LOOK CAP,THERMO CAP,DICOLC 16SQ,GREEN COLOR,DAE-IL COATING Co/KOREA | ea | M10 | 59 | 59 | #N/A | #N/A
ED | 0566 | Parts | Trương Minh Chung | COLOR CAP | A37800351 | 05660001197 | COLOR CAP,PVC LOOK CAP,THERMO CAP,DICOLC 2.5SQ,BLACK COLOR,DAE-IL COATING Co/KOREA | ea | M10 | 1000 | 1000 | #N/A | #N/A
ED | 0566 | Parts | Trương Minh Chung | COLOR CAP | A37800352 | 05660001198 | COLOR CAP,PVC LOOK CAP,THERMO CAP,DICOLC 2.5SQ,BROW COLOR,DAE-IL COATING Co/KOREA | ea | M10 | 1000 | 1000 | #N/A | #N/A
ED | 0566 | Parts | Trương Minh Chung | COLOR CAP | A37800353 | 05660001199 | COLOR CAP,PVC LOOK CAP,THERMO CAP,DICOLC 2.5SQ,GRAY COLOR,DAE-IL COATING Co/KOREA | ea | M10 | 1000 | 1000 | #N/A | #N/A
ED | 0566 | Parts | Trương Minh Chung | COLOR CAP | A37800354 | 05660001200 | COLOR CAP,PVC LOOK CAP,THERMO CAP,DICOLC 2.5SQ,BLUE COLOR,DAE-IL COATING Co/KOREA | ea | M10 | 1000 | 1000 | #N/A | #N/A
ED | 0566 | Parts | Trương Minh Chung | COLOR CAP | A37800355 | 05660001201 | COLOR CAP,PVC LOOK CAP,THERMO CAP,DICOLC 2.5SQ,GREEN COLOR,DAE-IL COATING Co/KOREA | ea | M10 | 1000 | 1000 | #N/A | #N/A
ED | 0566 | Parts | Trương Minh Chung | COLOR CAP | A37800356 | 05660001202 | COLOR CAP,PVC LOOK CAP,THERMO CAP,DICOLC 25SQ,GREEN COLOR,DAE-IL COATING Co/KOREA | ea | M10 | 95 | 95 | #N/A | #N/A
ED | 0566 | Parts | Trương Minh Chung | COLOR CAP | A37800357 | 05660001203 | COLOR CAP,PVC LOOK CAP,THERMO CAP,DICOLC 10SQ,BLUE COLOR,DAE-IL COATING Co/KOREA | ea | M10 | 500 | 500 | #N/A | #N/A
ED | 0566 | Parts | Trương Minh Chung | COLOR CAP | A37800358 | 05660001206 | COLOR CAP,EYECAP-SIT(A) 4BK,PVC LOOK CAP,THERMO CAP,DICOLC 4SQ,BLACK COLOR,EYECAP/KOREA | ea | M10 | 94 | 94 | #N/A | #N/A
ED | 0566 | Parts | Trương Minh Chung | COLOR CAP | A37800359 | 05660001207 | COLOR CAP,EYECAP-SIT(A) 6BK,PVC LOOK CAP,THERMO CAP,DICOLC 6SQ,BLACK COLOR,EYECAP/KOREA | ea | M10 | 286 | 286 | #N/A | #N/A
ED | 0566 | Parts | Trương Minh Chung | COLOR CAP | A37800360 | 05660001208 | COLOR CAP,EYECAP-SIT(A) 10BK,PVC LOOK CAP,THERMO CAP,DICOLC 10SQ,BLACK COLOR,EYECAP/KOREA | ea | E31 | 72 | 72 | #N/A | #N/A
ED | 0566 | Parts | Trương Minh Chung | COLOR CAP | A37800360 | 05660001208 | COLOR CAP,EYECAP-SIT(A) 10BK,PVC LOOK CAP,THERMO CAP,DICOLC 10SQ,BLACK COLOR,EYECAP/KOREA | ea | M10 | 123 | 123 | #N/A | #N/A
ED | 0566 | Parts | Trương Minh Chung | COLOR CAP | A37800361 | 05660001209 | COLOR CAP,EYECAP-SIT(A) 16BK,PVC LOOK CAP,THERMO CAP,DICOLC 16SQ,BLACK COLOR,EYECAP/KOREA | ea | M10 | 100 | 100 | #N/A | #N/A
ED | 0566 | Parts | Trương Minh Chung | COLOR CAP | A37800362 | 05660001205 | COLOR CAP,EYECAP-SIT(C) 25BK,PVC LOOK CAP,THERMO CAP,DICOLC 25SQ,BLACK COLOR,EYECAP/KOREA | ea | E31 | 5 | 5 | #N/A | #N/A
ED | 0566 | Parts | Trương Minh Chung | COLOR CAP | A37800362 | 05660001205 | COLOR CAP,EYECAP-SIT(C) 25BK,PVC LOOK CAP,THERMO CAP,DICOLC 25SQ,BLACK COLOR,EYECAP/KOREA | ea | M10 | 95 | 95 | #N/A | #N/A
ED | 0566 | Parts | Trương Minh Chung | COLOR CAP | A37800363 | 05660001210 | COLOR CAP,EYECAP-SIT(C) 35BK,PVC LOOK CAP,THERMO CAP,DICOLC 35SQ,BLACK COLOR,EYECAP/KOREA | ea | M10 | 61 | 61 | #N/A | #N/A
ED | 0566 | Parts | Trương Minh Chung | COLOR CAP | A37800364 | 05660001211 | COLOR CAP,EYECAP-SIT(C) 50BK,PVC LOOK CAP,THERMO CAP,DICOLC 50SQ,BLACK COLOR,EYECAP/KOREA | ea | M10 | 93 | 93 | #N/A | #N/A
ED | 0566 | Parts | Trương Minh Chung | COLOR CAP | A37800365 | 05660001212 | COLOR CAP,EYECAP-SIT(C) 70BK,PVC LOOK CAP,THERMO CAP,DICOLC 70SQ,BLACK COLOR,EYECAP/KOREA | ea | M10 | 93 | 93 | #N/A | #N/A
ED | 0566 | Parts | Trương Minh Chung | COLOR CAP | A37800366 | 05660001213 | COLOR CAP,EYECAP-SIT(C) 95BK,PVC LOOK CAP,THERMO CAP,DICOLC 95SQ,BLACK COLOR,EYECAP/KOREA | ea | M10 | 131 | 131 | #N/A | #N/A
ED | 0566 | Parts | Trương Minh Chung | COLOR CAP | A37800367 | 05660001214 | COLOR CAP,EYECAP-SIT(A) 4B,PVC LOOK CAP,THERMO CAP,DICOLC 4SQ,BLUE COLOR,EYECAP/KOREA | ea | M10 | 100 | 100 | #N/A | #N/A
ED | 0566 | Parts | Trương Minh Chung | COLOR CAP | A37800369 | 05660001215 | COLOR CAP,EYECAP-SIT(A) 10B,PVC LOOK CAP,THERMO CAP,DICOLC 10SQ,BLUE COLOR,EYECAP/KOREA | ea | M10 | 100 | 100 | #N/A | #N/A
ED | 0566 | Parts | Trương Minh Chung | COLOR CAP | A37800370 | 05660001216 | COLOR CAP,EYECAP-SIT(C) 25B,PVC LOOK CAP,THERMO CAP,DICOLC 25SQ,BLUE COLOR,EYECAP/KOREA | ea | M10 | 8 | 8 | #N/A | #N/A
ED | 0566 | Parts | Trương Minh Chung | COLOR CAP | A37800371 | 05660001217 | COLOR CAP,EYECAP-SIT(C) 35B,PVC LOOK CAP,THERMO CAP,DICOLC 35SQ,BLUE COLOR,EYECAP/KOREA | ea | M10 | 80 | 80 | #N/A | #N/A
ED | 0566 | Parts | Trương Minh Chung | COLOR CAP | A37800372 | 05660001218 | COLOR CAP,EYECAP-SIT(C) 50B,PVC LOOK CAP,THERMO CAP,DICOLC 50SQ,BLUE COLOR,EYECAP/KOREA | ea | M10 | 193 | 193 | #N/A | #N/A
ED | 0566 | Parts | Trương Minh Chung | COLOR CAP | A37800373 | 05660001219 | COLOR CAP,EYECAP-SIT(C) 70B,PVC LOOK CAP,THERMO CAP,DICOLC 70SQ,BLUE COLOR,EYECAP/KOREA | ea | M10 | 187 | 187 | #N/A | #N/A
ED | 0566 | Parts | Trương Minh Chung | COLOR CAP | A37800374 | 05660001220 | COLOR CAP,EYECAP-SIT(C) 95B,PVC LOOK CAP,THERMO CAP,DICOLC 95SQ,BLUE COLOR,EYECAP/KOREA | ea | M10 | 181 | 181 | #N/A | #N/A
ED | 0566 | Parts | Trương Minh Chung | COLOR CAP | A37800376 | 05660001221 | COLOR CAP,EYECAP-SIT(A) 6BR,PVC LOOK CAP,THERMO CAP,DICOLC 6SQ,BROW COLOR,EYECAP/KOREA | ea | M10 | 150 | 150 | #N/A | #N/A
ED | 0566 | Parts | Trương Minh Chung | COLOR CAP | A37800377 | 05660001222 | COLOR CAP,EYECAP-SIT(A) 10BR,PVC LOOK CAP,THERMO CAP,DICOLC 10SQ,BROW COLOR,EYECAP/KOREA | ea | E31 | 72 | 72 | #N/A | #N/A
ED | 0566 | Parts | Trương Minh Chung | COLOR CAP | A37800377 | 05660001222 | COLOR CAP,EYECAP-SIT(A) 10BR,PVC LOOK CAP,THERMO CAP,DICOLC 10SQ,BROW COLOR,EYECAP/KOREA | ea | M10 | 128 | 128 | #N/A | #N/A
ED | 0566 | Parts | Trương Minh Chung | COLOR CAP | A37800378 | 05660001223 | COLOR CAP,EYECAP-SIT(A) 16BR,PVC LOOK CAP,THERMO CAP,DICOLC 16SQ,BROW COLOR,EYECAP/KOREA | ea | M10 | 100 | 100 | #N/A | #N/A
ED | 0566 | Parts | Trương Minh Chung | COLOR CAP | A37800379 | 05660001224 | COLOR CAP,EYECAP-SIT(C) 25BR,PVC LOOK CAP,THERMO CAP,DICOLC 25SQ,BROW COLOR,EYECAP/KOREA | ea | E31 | 6 | 6 | #N/A | #N/A
ED | 0566 | Parts | Trương Minh Chung | COLOR CAP | A37800379 | 05660001224 | COLOR CAP,EYECAP-SIT(C) 25BR,PVC LOOK CAP,THERMO CAP,DICOLC 25SQ,BROW COLOR,EYECAP/KOREA | ea | M10 | 94 | 94 | #N/A | #N/A
ED | 0566 | Parts | Trương Minh Chung | COLOR CAP | A37800380 | 05660001225 | COLOR CAP,EYECAP-SIT(C) 35BR,PVC LOOK CAP,THERMO CAP,DICOLC 35SQ,BROW COLOR,EYECAP/KOREA | ea | M10 | 65 | 65 | #N/A | #N/A
ED | 0566 | Parts | Trương Minh Chung | COLOR CAP | A37800381 | 05660001226 | COLOR CAP,EYECAP-SIT(C) 50BR,PVC LOOK CAP,THERMO CAP,DICOLC 50SQ,BROW COLOR,EYECAP/KOREA | ea | M10 | 142 | 142 | #N/A | #N/A
ED | 0566 | Parts | Trương Minh Chung | COLOR CAP | A37800382 | 05660001227 | COLOR CAP,EYECAP-SIT(C) 70BR,PVC LOOK CAP,THERMO CAP,DICOLC 70SQ,BROW COLOR,EYECAP/KOREA | ea | M10 | 88 | 88 | #N/A | #N/A
ED | 0566 | Parts | Trương Minh Chung | COLOR CAP | A37800383 | 05660001228 | COLOR CAP,EYECAP-SIT(C) 95BR,PVC LOOK CAP,THERMO CAP,DICOLC 95SQ,BROW COLOR,EYECAP/KOREA | ea | M10 | 137 | 137 | #N/A | #N/A
ED | 0566 | Parts | Trương Minh Chung | COLOR CAP | A37800384 | 05660001229 | COLOR CAP,EYECAP-SIT(A) 10GR,PVC LOOK CAP,THERMO CAP,DICOLC 10SQ,GRAY COLOR,EYECAP/KOREA | ea | E31 | 72 | 72 | #N/A | #N/A
ED | 0566 | Parts | Trương Minh Chung | COLOR CAP | A37800384 | 05660001229 | COLOR CAP,EYECAP-SIT(A) 10GR,PVC LOOK CAP,THERMO CAP,DICOLC 10SQ,GRAY COLOR,EYECAP/KOREA | ea | M10 | 128 | 128 | #N/A | #N/A
ED | 0566 | Parts | Trương Minh Chung | COLOR CAP | A37800385 | 05660001230 | COLOR CAP,EYECAP-SIT(A) 16GR,PVC LOOK CAP,THERMO CAP,DICOLC 16SQ,GRAY COLOR,EYECAP/KOREA | ea | M10 | 100 | 100 | #N/A | #N/A
ED | 0566 | Parts | Trương Minh Chung | COLOR CAP | A37800386 | 05660001231 | COLOR CAP,EYECAP-SIT(C) 25GR,PVC LOOK CAP,THERMO CAP,DICOLC 25SQ,GRAY COLOR,EYECAP/KOREA | ea | E31 | 9 | 9 | #N/A | #N/A
ED | 0566 | Parts | Trương Minh Chung | COLOR CAP | A37800386 | 05660001231 | COLOR CAP,EYECAP-SIT(C) 25GR,PVC LOOK CAP,THERMO CAP,DICOLC 25SQ,GRAY COLOR,EYECAP/KOREA | ea | M10 | 91 | 91 | #N/A | #N/A
ED | 0566 | Parts | Trương Minh Chung | COLOR CAP | A37800387 | 05660001232 | COLOR CAP,EYECAP-SIT(C) 35GR,PVC LOOK CAP,THERMO CAP,DICOLC 35SQ,GRAY COLOR,EYECAP/KOREA | ea | M10 | 66 | 66 | #N/A | #N/A
ED | 0566 | Parts | Trương Minh Chung | COLOR CAP | A37800388 | 05660001233 | COLOR CAP,EYECAP-SIT(C) 50GR,PVC LOOK CAP,THERMO CAP,DICOLC 50SQ,GRAY COLOR,EYECAP/KOREA | ea | M10 | 141 | 141 | #N/A | #N/A
ED | 0566 | Parts | Trương Minh Chung | COLOR CAP | A37800389 | 05660001234 | COLOR CAP,EYECAP-SIT(C) 70GR,PVC LOOK CAP,THERMO CAP,DICOLC 70SQ,GRAY COLOR,EYECAP/KOREA | ea | M10 | 86 | 86 | #N/A | #N/A
ED | 0566 | Parts | Trương Minh Chung | COLOR CAP | A37800390 | 05660001235 | COLOR CAP,EYECAP-SIT(C) 95GR,PVC LOOK CAP,THERMO CAP,DICOLC 95SQ,GRAY COLOR,EYECAP/KOREA | ea | M10 | 135 | 135 | #N/A | #N/A
ED | 0566 | Parts | Trương Minh Chung | COLOR CAP | A37800391 | 05660001236 | COLOR CAP,EYECAP-SIT(A) 6G,PVC LOOK CAP,THERMO CAP,DICOLC 6SQ,GREEN COLOR,EYECAP/KOREA | ea | M10 | 100 | 100 | #N/A | #N/A
ED | 0566 | Parts | Trương Minh Chung | COLOR CAP | A37800392 | 05660001237 | COLOR CAP,EYECAP-SIT(A) 10G,PVC LOOK CAP,THERMO CAP,DICOLC 10SQ,GREEN COLOR,EYECAP/KOREA | ea | M10 | 96 | 96 | #N/A | #N/A
ED | 0566 | Parts | Trương Minh Chung | COLOR CAP | A37800393 | 05660001238 | COLOR CAP,EYECAP-SIT(A) 16G,PVC LOOK CAP,THERMO CAP,DICOLC 16SQ,GREEN COLOR,EYECAP/KOREA | ea | M10 | 120 | 120 | #N/A | #N/A
ED | 0566 | Parts | Trương Minh Chung | COLOR CAP | A37800394 | 05660001239 | COLOR CAP,EYECAP-SIT(C) 25G,PVC LOOK CAP,THERMO CAP,DICOLC 25SQ,GREEN COLOR,EYECAP/KOREA | ea | M10 | 156 | 156 | #N/A | #N/A
ED | 0566 | Parts | Trương Minh Chung | COLOR CAP | A37800395 | 05660001240 | COLOR CAP,EYECAP-SIT(C) 35R,PVC LOOK CAP,THERMO CAP,DICOLC 35SQ,RED COLOR,EYECAP/KOREA | ea | M10 | 200 | 200 | #N/A | #N/A
ED | 0566 | Parts | Trương Minh Chung | COLOR CAP | A37800396 | 05660001241 | COLOR CAP,EYECAP-SIT(C) 50R,PVC LOOK CAP,THERMO CAP,DICOLC 50SQ,RED COLOR,EYECAP/KOREA | ea | M10 | 174 | 174 | #N/A | #N/A
ED | 0566 | Parts | Trương Minh Chung | COLOR CAP | A37800397 | 05660001242 | COLOR CAP,EYECAP-SIT(C) 70R,PVC LOOK CAP,THERMO CAP,DICOLC 70SQ,RED COLOR,EYECAP/KOREA | ea | M10 | 180 | 180 | #N/A | #N/A
ED | 0566 | Parts | Trương Minh Chung | COLOR CAP | A37800398 | 05660001243 | COLOR CAP,EYECAP-SIT(C) 95R,PVC LOOK CAP,THERMO CAP,DICOLC 95SQ,RED COLOR,EYECAP/KOREA | ea | M10 | 195 | 195 | #N/A | #N/A
ED | 0566 | Parts | Trương Minh Chung | COLOR CAP | A37800400 | 05660001244 | COLOR CAP,EYECAP-SIT(A) 6GR,PVC LOOK CAP,THERMO CAP,DICOLC 6SQ,GRAY COLOR,EYECAP/KOREA | ea | M10 | 100 | 100 | #N/A | #N/A
ED | 0566 | Parts | Trương Minh Chung | COLOR CAP | A37800402 | 05660001245 | COLOR CAP,EYECAP-SIT(A) 6R,PVC LOOK CAP,THERMO CAP,DICOLC 6SQ,RED COLOR,EYECAP/KOREA | ea | M10 | 198 | 198 | #N/A | #N/A
ED | 0566 | Parts | Trương Minh Chung | COLOR CAP | A37800404 | 05660001251 | COLOR CAP,CAP,4.0P,GRAY,VIJAYA/VIET NAM | ea | M10 | 4000 | 4000 | #N/A | #N/A
ED | 0566 | Parts | Trương Minh Chung | COLOR CAP | A37800405 | 05660001246 | COLOR CAP,EYECAP-SIT(C) 70G,PVC LOOK CAP,THERMO CAP,DICOLC 70SQ,GREEN COLOR,EYECAP/KOREA | ea | M10 | 100 | 100 | #N/A | #N/A
ED | 0566 | Parts | Trương Minh Chung | COLOR CAP | A37800407 | 05660001247 | COLOR CAP,EYECAP-SIT(A) 16B,PVC LOOK CAP,THERMO CAP,DICOLC 16SQ,BLUE COLOR,EYECAP/KOREA | ea | E31 | 4 | 4 | #N/A | #N/A
ED | 0566 | Parts | Trương Minh Chung | COLOR CAP | A37800407 | 05660001247 | COLOR CAP,EYECAP-SIT(A) 16B,PVC LOOK CAP,THERMO CAP,DICOLC 16SQ,BLUE COLOR,EYECAP/KOREA | ea | M10 | 96 | 96 | #N/A | #N/A
ED | 0566 | Parts | Trương Minh Chung | COLOR CAP | A37800409 | 05660001252 | COLOR CAP,CAP,80P,GRAY,VIJAYA/VIET NAM | ea | M10 | 200 | 200 | #N/A | #N/A
ED | 0566 | Parts | Trương Minh Chung | COLOR CAP | A37800410 | 05660001253 | COLOR CAP,CAP,16P,GRAY,VIJAYA/VIET NAM | ea | M10 | 1500 | 1500 | #N/A | #N/A
ED | 0566 | Parts | Trương Minh Chung | COLOR CAP | A37800411 | 05660001254 | COLOR CAP,CAP,10P,GRAY,VIJAYA/VIET NAM | ea | M10 | 2000 | 2000 | #N/A | #N/A
ED | 0566 | Parts | Trương Minh Chung | COLOR CAP | A37800412 | 05660001255 | COLOR CAP,CAP,35P,GRAY,VIJAYA/VIET NAM | ea | M10 | 300 | 300 | #N/A | #N/A
ED | 0566 | Parts | Trương Minh Chung | COLOR CAP | A37800414 | 05660001256 | COLOR CAP,CAP,16P,BROWN,VIJAYA/VIET NAM | ea | M10 | 1700 | 1700 | #N/A | #N/A
ED | 0566 | Parts | Trương Minh Chung | COLOR CAP | A37800415 | 05660001257 | COLOR CAP,CAP,25P,BROWN,VIJAYA/VIET NAM | ea | M10 | 1000 | 1000 | #N/A | #N/A
ED | 0566 | Parts | Trương Minh Chung | COLOR CAP | A37800416 | 05660001258 | COLOR CAP,CAP,35P,BROWN,VIJAYA/VIET NAM | ea | M10 | 1000 | 1000 | #N/A | #N/A
ED | 0566 | Parts | Trương Minh Chung | COLOR CAP | A37800417 | 05660001259 | COLOR CAP,CAP,4.0P,BROWN,VIJAYA/VIET NAM | ea | M10 | 5000 | 5000 | #N/A | #N/A
ED | 0566 | Parts | Trương Minh Chung | COLOR CAP | A37800422 | 05660001260 | COLOR CAP,CAP,120P,GRAY,VIJAYA/VIET NAM | ea | M10 | 100 | 100 | #N/A | #N/A
ED | 0566 | Parts | Trương Minh Chung | COLOR CAP | A37800423 | 05660001261 | COLOR CAP,CAP,120P,BLACK,VIJAYA/VIET NAM | ea | M10 | 100 | 100 | #N/A | #N/A
ED | 0566 | Parts | Trương Minh Chung | COLOR CAP | A37800424 | 05660001262 | COLOR CAP,CAP,120P,BROWN,VIJAYA/VIET NAM | ea | M10 | 100 | 100 | #N/A | #N/A
ED | 0577 | Parts | Vương Thành Đạt | CONTROLLER | A37900030 | 05770000379 | CONTROLLER,DSE8610 MKII,SYNCHRONISING AUTO START & LOAD SHARE CONTROL MODULE,DEEPSEA/UK | ea | M10 | 1 | 1 | #N/A | #N/A
ED | 0577 | Parts | Vương Thành Đạt | CONTROLLER | A37900039 | 05770000380 | CONTROLLER,ATS CONTROLLER USER MANUAL,HAT560NB,INPUT: AC170~277V,3P4W,Aux.Power:AC170~277V (50/60Hz),ZHENGZHOU/CHINA | ea | M10 | 1 | 1 | #N/A | #N/A
ED | 0577 | Parts | Vương Thành Đạt | CONTROLLER | A37900052 | 05770000381 | CONTROLLER,ATS CONTROLLER,ATbS C56,INPUT: AC30~270V,3P4W,Aux.Power:AC170~277V (50/60Hz),BTB/CHINA | ea | M10 | 1 | 1 | #N/A | #N/A
ED | 0581 | Parts | Vương Thành Đạt | DS PART | A38000004 | 05810000178 | DS PART,MANUAL MECHANISM,S/86 R DC110V,RIGHT SIDE,SHINWOO ELECTRIC/KOREA | ea | E31 | 20 | 20 | #N/A | #N/A
ED | 0581 | Parts | Vương Thành Đạt | DS PART | A38000029 | 05810000179 | DS PART,HOOK STICK,L=3000m (2 DAN SLIDE TYPE),SAMIL-KIUPSA/KOREA | ea | E31 | 7 | 7 | #N/A | #N/A
ED | 0581 | Parts | Vương Thành Đạt | DS PART | A38000029 | 05810000179 | DS PART,HOOK STICK,L=3000m (2 DAN SLIDE TYPE),SAMIL-KIUPSA/KOREA | ea | M10 | 1 | 1 | #N/A | #N/A
ED | 0581 | Parts | Vương Thành Đạt | DS PART | A38000033 | 05810000180 | DS PART,Motor Operating Device,R505,DC110V,RIGHT SIDE,SHINWOO ELECTRIC/KOREA | ea | E31 | 1 | 1 | #N/A | #N/A
ED | 0187 | Parts | Vương Thành Đạt | FAN | A38100001 | 01870000371 | FAN,DP 200A,220-240AC,50/60Hz,SUNON/TAIWAN | ea | M10 | 21 | 21 | #N/A | #N/A
ED | 0187 | Parts | Vương Thành Đạt | FAN | A38100002 | 01870000372 | FAN,DVN-121,220VAC,50Hz,DONGKUN/KOREA | ea | M10 | 4 | 4 | #N/A | #N/A
ED | 0187 | Parts | Vương Thành Đạt | FAN | A38100005 | 01870000373 | FAN,DVN-081,220VAC,50Hz,DONGKUN/KOREA | ea | M10 | 17 | 17 | #N/A | #N/A
ED | 0187 | Parts | Vương Thành Đạt | FAN | A38100029 | 01870000374 | FAN,MODEL:F2E-120B-230,230VAC,1P,Air Flow: 145/160m3/h,50/60Hz,0.12/0.10A,SIZE:120x120x38mm,METAL IMPELLER,BEARING: BALL TYPE,19/14W 2500/2700RPM,LINKWELL/CHINA | ea | M10 | 1 | 1 | #N/A | #N/A
ED | 0187 | Parts | Vương Thành Đạt | FAN | A38100030 | 01870000375 | FAN,DVN-081,230VAC,50Hz,DONGKUN/KOREA | ea | E31 | 3 | 3 | #N/A | #N/A
ED | 0187 | Parts | Vương Thành Đạt | FAN | A38100030 | 01870000375 | FAN,DVN-081,230VAC,50Hz,DONGKUN/KOREA | ea | M10 | 1 | 1 | #N/A | #N/A
ED | 0187 | Parts | Vương Thành Đạt | FAN | A38100031 | 01870000376 | FAN,SLEEVE TYPE,TYPE:MV-121,220VAC,1P,60Hz,37W,ENGLISH,TROPIC/HUMIDITY,MANSEUNG/KOREA | ea | M10 | 82 | 82 | #N/A | #N/A
ED | 0187 | Parts | Vương Thành Đạt | FAN | A38100032 | 01870000377 | FAN,DVN-081,230VAC,60Hz,DONGKUN/KOREA | ea | E31 | 24 | 24 | #N/A | #N/A
ED | 0187 | Parts | Vương Thành Đạt | FAN | A38100032 | 01870000377 | FAN,DVN-081,230VAC,60Hz,DONGKUN/KOREA | ea | M10 | 8 | 8 | #N/A | #N/A
ED | 0187 | Parts | Vương Thành Đạt | FAN | A38100039 | 01870000378 | FAN,COOLING FAN,TYPE:AC-097-060,AUX.POWER:208~240V,Air Volume: 8/9.5CMM,50~60Hz,POWER INPUT:80~90W,1350/1650RPM,KYUNG JIN/KOREA | ea | M10 | 1 | 1 | #N/A | #N/A
ED | 0187 | Parts | Vương Thành Đạt | FAN | A38100066 | 01870000379 | FAN,DVN-121,220VAC,60Hz,DONGKUN/KOREA | ea | E31 | 1 | 1 | #N/A | #N/A
ED | 0187 | Parts | Vương Thành Đạt | FAN | A38100066 | 01870000379 | FAN,DVN-121,220VAC,60Hz,DONGKUN/KOREA | ea | M10 | 5 | 5 | #N/A | #N/A
ED | 0187 | Parts | Vương Thành Đạt | FAN | A38100071 | 01870000380 | FAN,UF-25GC23BTH,230VAC,1P,Air Flow: 89/103CFM,50/60Hz,SIZE:254PI x 89,FULLTECH/TAIWAN | ea | M10 | 16 | 16 | #N/A | #N/A
ED | 0187 | Parts | Vương Thành Đạt | FAN | A38100075 | 01870000381 | FAN,COOLING FAN,F2E-320B-230,230VAC,50~60Hz,104/135W,LEIPOLE/CHINA | ea | M10 | 8 | 8 | #N/A | #N/A
ED | 0601 | Parts | Vương Thành Đạt | FL | A38200014 | 06010000168 | FL,FL SET,RLBS-10W,220~240VAC,50/60 Hz,10W,COVER(EXIST),LED LAMP,RUN ELECTRIC/KOREA | ea | E31 | 170 | 170 | #N/A | #N/A
ED | 0601 | Parts | Vương Thành Đạt | FL | A38200026 | 06010000167 | FL,LED TUBE LIGHT,MODEL:VNTLED30CM-S,POWER: AC165~265V,4W,50/60 Hz,The light: white color,COLOR TEMPERATURE:6500k,aluminum cover,VIET NHAT/VIET NAM | ea | M10 | 29 | 29 | #N/A | #N/A
ED | 0601 | Parts | Vương Thành Đạt | FL | A38200026 | 06010000167 | FL,LED TUBE LIGHT,MODEL:VNTLED30CM-S,POWER: AC165~265V,4W,50/60 Hz,The light: white color,COLOR TEMPERATURE:6500k,aluminum cover,VIET NHAT/VIET NAM | ea | M20 | 328 | 328 | #N/A | #N/A
ED | 0601 | Parts | Vương Thành Đạt | FL | A38200036 | 06010000170 | FL,FL SET,HCP-LED-10W,AC/DC 100~240V,50/60 Hz,10W,LED LAMP,HIVERO/VIETNAM | ea | M10 | 10 | 10 | #N/A | #N/A
ED | 0601 | Parts | Vương Thành Đạt | FL | A38200037 | 06010000171 | FL,RLB-5W,DC 24V,5W,RUN ELECTRIC/KOREA | ea | M10 | 2 | 2 | #N/A | #N/A
ED | 0606 | Parts | Vương Thành Đạt | FUSE PART | A38300011 | 06060000343 | FUSE PART,DIAZED FUSE HOLDER,KF-32L,600V,MAX 32A,DIN Rail,USE FOR FUSE KFS-B TYPE,KACON/KOREA | ea | M10 | 33 | 33 | #N/A | #N/A
ED | 0606 | Parts | Vương Thành Đạt | FUSE PART | A38300020 | 06060000344 | FUSE PART,FUSE HOLDER,DZH-30-1SC,DIN Rail,W/COVER,DAECHANG/KOREA | ea | E31 | 129 | 129 | #N/A | #N/A
ED | 0606 | Parts | Vương Thành Đạt | FUSE PART | A38300020 | 06060000344 | FUSE PART,FUSE HOLDER,DZH-30-1SC,DIN Rail,W/COVER,DAECHANG/KOREA | ea | M10 | 7 | 7 | #N/A | #N/A
ED | 0606 | Parts | Vương Thành Đạt | FUSE PART | A38300020 | 06060000344 | FUSE PART,FUSE HOLDER,DZH-30-1SC,DIN Rail,W/COVER,DAECHANG/KOREA | ea | M20 | 322 | 322 | #N/A | #N/A
ED | 0606 | Parts | Vương Thành Đạt | FUSE PART | A38300029 |  | FUSE PART,CLIP,FUSE(D50),LVC G,CODE: 51213715011,LSIS/KOREA | ea | M10 | 21 | 21 | #N/A | #N/A
ED | 0606 | Parts | Vương Thành Đạt | FUSE PART | A38300031 | 06060000345 | FUSE PART,FUSE HOLDER,OMG-FS32X,690V,32A,OMEGA/VN | ea | M10 | 11 | 11 | #N/A | #N/A
ED | 0606 | Parts | Vương Thành Đạt | FUSE PART | A38300043 | 06060000346 | FUSE PART,FUSE HOLDER,CMC103,690V,32A,MERSEN/FERRAZ(EU) | ea | M10 | 30 | 30 | #N/A | #N/A
ED | 0606 | Parts | Vương Thành Đạt | FUSE PART | A38300049 | 06060000347 | FUSE PART,FUSE HOLDER,SD3-D,690V,630A,EATON BUSSMANN/CHINA | ea | M10 | 27 | 27 | #N/A | #N/A
ED | 0621 | Parts | Hoàng Xuân Khải | HOUSING | A38600009 | 06210000282 | HOUSING,HOUSING CONNECTORS 250,2P,JEONO /KOREA | set | M20 | 3517 | 3517 | #N/A | #N/A
ED | 0621 | Parts | Hoàng Xuân Khải | HOUSING | A38600010 | 06210000283 | HOUSING,HOUSING CONNECTORS 250-2PT,2P,JEONO /KOREA | set | M20 | 3545 | 3545 | #N/A | #N/A
ED | 0621 | Parts | Hoàng Xuân Khải | HOUSING | A38600023 | 06210000284 | HOUSING,HOUSING CONNECTOR,Female(H10A-BK-1L+HA-010-F)+Male(H10A-SE-2B-PG21+HA-010-M)+PG21/AD28.5,PIDIS/CHINA | set | M10 | 44 | 44 | #N/A | #N/A
ED | 0621 | Parts | Hoàng Xuân Khải | HOUSING | A38600032 | 06210000285 | HOUSING,HOUSING CONNECTOR,HD-064-M+HD-064-F,Crimp contacts for 1.5mm2,PIDIA/CHINA | set | M10 | 14 | 14 | #N/A | #N/A
ED | 0621 | Parts | Hoàng Xuân Khải | HOUSING | A38600033 | 06210000286 | HOUSING,HOUSING CONNECTOR,WAGO 221,2P,VIETNAM | set | M10 | 2025 | 2025 | #N/A | #N/A
ED | 0626 | Parts | Hoàng Xuân Khải | HYGRO STAT | A38700006 |  | HYGRO STAT,RHC-90-HS2C,RANGE SELECTION:30~90%RH,AC/DC110~240V,50/60Hz,SENSOR LENGTH: 2M,RUN ELECTRIC/KOREA | ea | E31 | 6 | 6 | #N/A | #N/A
ED | 0626 | Parts | Hoàng Xuân Khải | HYGRO STAT | A38700006 |  | HYGRO STAT,RHC-90-HS2C,RANGE SELECTION:30~90%RH,AC/DC110~240V,50/60Hz,SENSOR LENGTH: 2M,RUN ELECTRIC/KOREA | ea | M10 | 11 | 11 | #N/A | #N/A
MD | 0636 | Parts |  | INSULATION CAP | A38900003 | 06360000108 | INSULATION CAP,SBC-M10,RED BROWN,SEOULDIPPING | ea | E31 | 730 | 730 | #N/A | #N/A
MD | 0636 | Parts |  | INSULATION CAP | A38900004 | 06360000109 | INSULATION CAP,SBC-M12,RED BROWN,SEOULDIPPING | ea | M10 | 222 | 222 | #N/A | #N/A
MD | 0636 | Parts |  | INSULATION CAP | A38900015 | 06360000110 | INSULATION CAP,BOLT CAP M10,RED BROWN,VJBC-M10,VIJAYA SAI/VN | ea | M20 | 338 | 338 | #N/A | #N/A
MD | 0636 | Parts |  | INSULATION CAP | A38900016 | 06360000111 | INSULATION CAP,BOLT CAP M12,RED BROWN,VJBC-M12,VIJAYA SAI/VN | ea | M20 | 209 | 209 | #N/A | #N/A
MD | 0636 | Parts |  | INSULATION CAP | A38900017 | 06360000112 | INSULATION CAP,BOLT CAP M10,BLACK,VJBC-M10,VIJAYA SAI/VN | ea | M20 | 5878 | 5878 | #N/A | #N/A
MD | 0636 | Parts |  | INSULATION CAP | A38900019 | 06360000113 | INSULATION CAP,BOLT CAP M16,RED BROWN,VJBC-M16,VIJAYA SAI/VN | ea | M10 | 20 | 20 | #N/A | #N/A
MD | 0636 | Parts |  | INSULATION CAP | A38900020 | 06360000114 | INSULATION CAP,BOLT CAP M8,RED BROWN,VJBC-M8,VIJAYA SAI/VN | ea | M10 | 122 | 122 | #N/A | #N/A
MD | 0636 | Parts |  | INSULATION CAP | A38900021 | 06360000115 | INSULATION CAP,BOLT CAP M10 LONG CAP,BLACK,VJBC-M10 L,VIJAYA SAI/VN | ea | M10 | 665 | 665 | #N/A | #N/A
MD | 0661 | Parts |  | MCCB PART | A39300014 | 06610000119 | MCCB PART,Direct rotary handle DH1-L,FOR TD100~160,L-TYPE,LSIS/KOREA | ea | M10 | 4 | 4 | #N/A | #N/A
MD | 0661 | Parts |  | MCCB PART | A39300017 | 06610000120 | MCCB PART,Direct rotary handle DH2-L,FOR TS100~250,L-TYPE,LSIS/KOREA | ea | M10 | 16 | 16 | #N/A | #N/A
MD | 0661 | Parts |  | MCCB PART | A39300018 | 06610000121 | MCCB PART,Direct rotary handle DH2-R,FOR TS100~250,R-TYPE,LSIS/KOREA | ea | M10 | 8 | 8 | #N/A | #N/A
MD | 0661 | Parts |  | MCCB PART | A39300020 | 06610000122 | MCCB PART,Direct rotary handle DH3-L,FOR TS400~630,L-TYPE,LSIS/KOREA | ea | M10 | 7 | 7 | #N/A | #N/A
MD | 0661 | Parts |  | MCCB PART | A39300038 | 06610000126 | MCCB PART,HANDLE(ACCE),EH1-L,TD160,LSIS/KOREA | ea | M10 | 125 | 125 | #N/A | #N/A
MD | 0661 | Parts |  | MCCB PART | A39300041 | 06610000123 | MCCB PART,Extended rotary handle EH2-L,FOR TS100~250,L-TYPE,LSIS/KOREA | ea | M10 | 37 | 37 | #N/A | #N/A
MD | 0661 | Parts |  | MCCB PART | A39300043 | 06610000124 | MCCB PART,Extended rotary handle EH3-S,FOR TS400~630,S-TYPE,LSIS/KOREA | ea | E31 | 3 | 3 | #N/A | #N/A
MD | 0661 | Parts |  | MCCB PART | A39300043 | 06610000124 | MCCB PART,Extended rotary handle EH3-S,FOR TS400~630,S-TYPE,LSIS/KOREA | ea | M10 | 14 | 14 | #N/A | #N/A
MD | 0661 | Parts |  | MCCB PART | A39300070 | 06610000125 | MCCB PART,Extended rotary handle EH250-L,ABH250c,L-TYPE,LSIS/KOREA | ea | M10 | 18 | 18 | #N/A | #N/A
ED | 0656 | Parts | Hoàng Xuân Khải | MIMIC BUS | A39400046 |  | MIMIC BUS,Mimic ( Bus: Blue/Red, Symbol: Black, Text: Black),Decal,Tolerate temperatures 350 oC,With labor installation,VPNA/VIETNAM | set | M10 | 2 | 2 | #N/A | #N/A
ED | 7326 | Parts | Hoàng Xuân Khải | PLUG | A39500024 |  | PLUG,T-CONNECTOR 24kV,EHQ3-24/630A-70,3CX70mmSQ,(1set=3pcs),Front type,YIHAO/CHINA | set | M10 | 3 | 3 | #N/A | #N/A
ED | 7326 | Parts | Hoàng Xuân Khải | PLUG | A39500033 |  | PLUG,T-CONNECTOR 12kV,EHQ3-15/630A-120,120mmSQ,12kV(1set=3pcs),Front type,YIHAO/CHINA | set | M10 | 6 | 6 | #N/A | #N/A
ED | 0571 | Parts | Hoàng Xuân Khải | POWER CAPACITOR | A39600461 | 05710003072 | POWER CAPACITOR,KNE-4021005S,3 PHASE,400VAC,10Î¼F,50Hz,NUINTEK/KOREA | ea | M10 | 2 | 2 | #N/A | #N/A
ED | 0571 | Parts | Hoàng Xuân Khải | POWER CAPACITOR | A39600466 | 05710003073 | POWER CAPACITOR,ENU-402756S,3 PHASE,400VAC,75Î¼F,50Hz,NUINTEK/KOREA | ea | M10 | 1 | 1 | #N/A | #N/A
ED | 0571 | Parts | Hoàng Xuân Khải | POWER CAPACITOR | A39600467 | 05710003074 | POWER CAPACITOR,ENU-402107S,3 PHASE,400VAC,100Î¼F,50Hz,NUINTEK/KOREA | ea | M10 | 1 | 1 | #N/A | #N/A
ED | 0571 | Parts | Hoàng Xuân Khải | POWER CAPACITOR | A39600468 | 05710003075 | POWER CAPACITOR,ENU-402157S,3 PHASE,400VAC,150Î¼F,50Hz,NUINTEK/KOREA | ea | M10 | 1 | 1 | #N/A | #N/A
ED | 0571 | Parts | Hoàng Xuân Khải | POWER CAPACITOR | A39600542 | 05710003076 | POWER CAPACITOR,KNE4438226S,3 PHASE,440VAC,50kVAr,50Hz,Dry type,NUINTEK/KOREA | ea | M10 | 12 | 12 | #N/A | #N/A
ED | 0571 | Parts | Hoàng Xuân Khải | POWER CAPACITOR | A39600608 | 05710003077 | POWER CAPACITOR,ENU-40240KDS,3 PHASE,400VAC,40kVAr,50Hz,NUINTEK/KOREA | ea | M10 | 1 | 1 | #N/A | #N/A
ED | 0571 | Parts | Hoàng Xuân Khải | POWER CAPACITOR | A39600637 | 05710003078 | POWER CAPACITOR,TAF-T46197S2R,1 PHASE,2.58kV,197kVAr,60Hz,SAMWHA/KOREA | ea | E31 | 1 | 1 | #N/A | #N/A
ED | #N/A | Parts | Hoàng Xuân Khải | VARISTOR | A39610001 |  | VARISTOR,Disk Varistor,INR14D181K,Voltage(Min:162V,Max:198V),Max continuous Voltage 150Vdc,Max clamping Voltage 300V,Amotech/Korea | ea | M10 | 925 | 925 | #N/A | #N/A
ED | 0701 | Parts | Hoàng Xuân Khải | SEMAPHORE INDICATOR | A39900010 | 07010000068 | SEMAPHORE INDICATOR,ADWZ25-E/1,DC/AC 98~242V,25PI,ROUND TYPE,SILVER BACKGROUND,LEELEN/CHINA | ea | M10 | 5 | 5 | #N/A | #N/A
ED | 0701 | Parts | Hoàng Xuân Khải | SEMAPHORE INDICATOR | A39900011 | 07010000069 | SEMAPHORE INDICATOR,ADWZ25-K/2,DC/AC 98~242V,25PI,SQUARE TYPE,SILVER BACKGROUND,LEELEN/CHINA | ea | M10 | 4 | 4 | #N/A | #N/A
ED | 0701 | Parts | Hoàng Xuân Khải | SEMAPHORE INDICATOR | A39900012 | 7010000070 | SEMAPHORE INDICATOR,ADWZ25-B/2,DC/AC 98~242V,25PI,SQUARE TYPE,SILVER BACKGROUND,LEELEN/CHINA | ea | M10 | 7 | 7 | ea | SEMAPHORE INDICATOR,ADWZ25-B/2,DC/AC 98-242V,25PI‚SQUARE TYPE,SILVER BACKGROUND,LEELEN/CHINA
ED | 0701 | Parts | Hoàng Xuân Khải | SEMAPHORE INDICATOR | A39900026 | 07010000071 | SEMAPHORE INDICATOR,PI22/30-A-Q-DR-130-TV,110-130Vac/dc,22PI,SQUARE TYPE,DR COLOR,DISCONNECTOR SYMBOL,RED LED,DOMO/ITALIA | ea | E31 | 39 | 39 | #N/A | #N/A
ED | 0711 | Parts | Hoàng Xuân Khải | SPACE HEATER | A40100003 | 07117115142 | SPACE HEATER,RHT-100W,100W,AC220V,W/LED INDICATION,RUN ELECTRIC/KOREA | ea | M10 | 10 | 10 | #N/A | #N/A
ED | 0711 | Parts | Hoàng Xuân Khải | SPACE HEATER | A40100005 | 07117115143 | SPACE HEATER,RHT-100W,100W,AC230V,W/LED INDICATION,RUN ELECTRIC/KOREA | ea | M10 | 4 | 4 | #N/A | #N/A
ED | 0711 | Parts | Hoàng Xuân Khải | SPACE HEATER | A40100012 | 07117115144 | SPACE HEATER,RHTS-100W,100W,AC200~240V,50/60Hz,W/LED INDICATION,RUN ELECTRIC/KOREA | ea | M10 | 13 | 13 | #N/A | #N/A
ED | 0711 | Parts | Hoàng Xuân Khải | SPACE HEATER | A40100025 | 07117115145 | SPACE HEATER,DCSH-200,80W,AC220V,50/60Hz,ENGLISH,TROPIC/HUMIDITY,DAECHANG/KOREA | ea | M10 | 10 | 10 | #N/A | #N/A
ED | 0711 | Parts | Hoàng Xuân Khải | SPACE HEATER | A40100031 | 07117115146 | SPACE HEATER,RHTS-100W,100W,AC220~240V,50/60Hz,W/LED INDICATION,RUN ELECTRIC/KOREA | ea | M10 | 2 | 2 | #N/A | #N/A
ED | 0711 | Parts | Hoàng Xuân Khải | SPACE HEATER | A40100033 | 07117115147 | SPACE HEATER,SH-100W,100W,AC200~240V,50/60Hz,W/LED INDICATION,HIVERO/KOREA | ea | M10 | 112 | 112 | #N/A | #N/A
ED | 0711 | Parts | Hoàng Xuân Khải | SPACE HEATER | A40100034 | 07117115148 | SPACE HEATER,CYSH-AL 60W,60W,AC220V,W40xL150xH37,CYMAX/KOREA | ea | M10 | 122 | 122 | #N/A | #N/A
ED | 0711 | Parts | Hoàng Xuân Khải | SPACE HEATER | A40100038 | 07117115149 | SPACE HEATER,JRQ100,100-110W,AC230V,50/60Hz,LEIPOLE/CHINA | ea | M10 | 5 | 5 | #N/A | #N/A
ED | 0741 | Parts | Nguyễn Công Hùng | THERMO START | A40500012 | 07410000180 | THERMO START,RTL-90,ADJ TEMP:0Â°~90Â°C,SENSOR ON THE SIDE,RUN ELECTRIC/KOREA | ea | E31 | 1 | 1 | #N/A | #N/A
ED | 0741 | Parts | Nguyễn Công Hùng | THERMO START | A40500012 | 07410000180 | THERMO START,RTL-90,ADJ TEMP:0Â°~90Â°C,SENSOR ON THE SIDE,RUN ELECTRIC/KOREA | ea | M10 | 4 | 4 | #N/A | #N/A
ED | 0741 | Parts | Nguyễn Công Hùng | THERMO START | A40500028 | 07410000178 | THERMO START,RTL-90,ADJ TEMP:0Â°~90Â°C,AC250V,16A,HEAT-RESISTANT ABS/SENSOR LENGTH:2M,RUN ELECTRIC/KOREA | ea | E31 | 36 | 36 | #N/A | #N/A
ED | 0741 | Parts | Nguyễn Công Hùng | THERMO START | A40500028 | 07410000178 | THERMO START,RTL-90,ADJ TEMP:0Â°~90Â°C,AC250V,16A,HEAT-RESISTANT ABS/SENSOR LENGTH:2M,RUN ELECTRIC/KOREA | ea | M10 | 14 | 14 | #N/A | #N/A
ED | 0741 | Parts | Nguyễn Công Hùng | THERMO START | A40500032 | 07410000181 | THERMO START,RSB-90/2M,ADJ TEMP:0Â°~90Â°C,SENSOR LENGTH:2M,RUN ELECTRIC/KOREA | ea | M10 | 8 | 8 | #N/A | #N/A
ED | 0741 | Parts | Nguyễn Công Hùng | THERMO START | A40500033 | 07410000188 | THERMO START,RHC-90-HS2CH,ADJ TEMP:-10Â°~50Â°C,RH: 30~90%,WITH LED INDICATION FOR HEARTER,LED AC110~240V,SENSOR LENGTH:6M,RUN ELECTRIC/KOREA | ea | E31 | 15 | 15 | #N/A | #N/A
ED | 0741 | Parts | Nguyễn Công Hùng | THERMO START | A40500033 | 07410000188 | THERMO START,RHC-90-HS2CH,ADJ TEMP:-10Â°~50Â°C,RH: 30~90%,WITH LED INDICATION FOR HEARTER,LED AC110~240V,SENSOR LENGTH:6M,RUN ELECTRIC/KOREA | ea | M10 | 33 | 33 | #N/A | #N/A
ED | 0741 | Parts | Nguyễn Công Hùng | THERMO START | A40500034 | 07410000179 | THERMO START,CYMAX 90Â°,ADJ TEMP:0Â°~90Â°C,SENSOR ON THE SIDE,CYMAX/KOREA | ea | M10 | 125 | 125 | #N/A | #N/A
ED | 0741 | Parts | Nguyễn Công Hùng | THERMO START | A40500038 | 07410000189 | THERMO START,RHC-90-HS2CF,ADJ TEMP:-10Â°~50Â°C,RH: 30~90%,WITH LED INDICATION FOR HEARTER,LED AC110~240V,SENSOR LENGTH:6M,RUN ELECTRIC/KOREA | ea | M10 | 3 | 3 | #N/A | #N/A
ED | 0741 | Parts | Nguyễn Công Hùng | THERMO START | A40500043 | 07410000192 | THERMO START,TC-90-2M,ADJ TEMP:0Â°~90Â°C,Aux.Contact: Fan & Heater,SENSOR LENGTH:2M,Hivero/Korea | ea | M10 | 59 | 59 | #N/A | #N/A
ED | 0746 | Parts | Nguyễn Công Hùng | TIMER | A40600152 |  | TIMER,ON DELAY,H3DKZ-A1,SUPPLY VOL:AC/DC24~240V,50/60Hz,TIME RANGE:0.1S-1200H,8 TIME SETTING RANGES,TIME DELAY 1C,OMRON/CHINA | ea | M10 | 5 | 5 | #N/A | #N/A
ED | 0746 | Parts | Nguyễn Công Hùng | TIMER | A40600177 |  | TIMER,MUL.FUNC,H3CR-A8 100-240AC/100-125DC,SUPPLY VOL:AC100~240V/DC100~125V,50/60Hz,TIME RANGE:0.05S~300H,TIME SELECTOR:1.2/3/12/30,TIME DELAY 2C,8-PIN,4 MUL.MODE,W/SOCKET P2CF-08-E,OMRON | ea | M10 | 15 | 15 | #N/A | #N/A
ED | 0746 | Parts | Nguyễn Công Hùng | TIMER | A40600421 |  | TIMER,MUL.FUNC,AT8N,SUPPLY VOL:AC100-240V/DC24-240V,50/60Hz,TIME RANGE:0.05S~100H,AUTONICS/KOREA | ea | M10 | 1 | 1 | #N/A | #N/A
ED | 0746 | Parts | Nguyễn Công Hùng | TIMER | A40600432 |  | TIMER,MUL.FUNC,AT11DN,SUPPLY VOL:AC100-240V/DC24-240V,50/60Hz,TIME DELAY 2C,W/SOCKET PS-11 (N),AUTONICS/VIETNAM | ea | M10 | 1 | 1 | #N/A | #N/A
ED | 0746 | Parts | Nguyễn Công Hùng | TIMER | A40600434 |  | TIMER,MUL.FUNC,AT8N,SUPPLY VOL:AC100-240V/DC24-240V,50/60Hz,TIME DELAY 2C,W/SOCKET,PS-08(N),8 PINS,AUTONICS/VIETNAM | ea | M10 | 37 | 37 | #N/A | #N/A
ED | 0746 | Parts | Nguyễn Công Hùng | TIMER | A40600438 |  | TIMER,MUL.FUNC,H3CR-A8 100-240AC/100-125DC,SUPPLY VOL:AC100~240V/DC100~125V,50/60Hz,TIME RANGE:0.05S~300H,TIME SELECTOR:1.2/3/12/30,TIME DELAY 2C,8-PIN,4 MUL.MODE,W/SOCKET P2CF-08-E,OMRON/INDONESIA | ea | M10 | 26 | 26 | #N/A | #N/A
ED | 0756 | Parts | Nguyễn Công Hùng | VCS PART | A40800003 |  | VCS PART,TOTAL ACCESSORIES,FUSE CHECKER,FOR FUSE SIBA,REFER ATTACHED FILE,LSIS/KOREA | ea | M10 | 8 | 8 | #N/A | #N/A
ED | 0761 | Parts | Vương Thành Đạt | VD | A40900011 | 07610000470 | VD,CGR210C20/16,20~27.5kV,D=210mm,VOLTAGE DETECTOR INSULATOR,WITHOUT INDICATOR,LEELEN/CHINA | ea | M10 | 5 | 5 | #N/A | #N/A
ED | 0761 | Parts | Vương Thành Đạt | VD | A40900056 | 07610000471 | VD,RB TYPE,24kV,INSULATORS,EA S.R.L/ITALY | ea | M10 | 50 | 50 | #N/A | #N/A
ED | 0761 | Parts | Vương Thành Đạt | VD | A40900057 | 07610000472 | VD,RB TYPE,24kV,INDICATOR,W/CABLE,EA S.R.L/ITALY | ea | M10 | 30 | 30 | #N/A | #N/A
ED | 0761 | Parts | Vương Thành Đạt | VD | A40900084 | 07610000473 | VD,3xIndoor capacitive post Insulator,24kV,1000N/20N1000K,with voltage indicator EVI-3L-2C-47-ENG,47nF,With Contact 1NC,1NO,LCD type,Supply:24-230Vac/dc,without coaxcial connection cable,ELEKTROLOJIK/TUR | set | M10 | 18 | 18 | #N/A | #N/A
ED | 0761 | Parts | Vương Thành Đạt | VD | A40900090 | 07610000474 | VD,3xIndoor capacitive post Insulator,24kV,1000N/20N1000K,with voltage indicator EVI-3L-2C-33-ENG,33nF,With Contact 1NC,1NO,LCD type,Supply:24-230Vac/dc,without coaxcial connection cable,ELEKTROLOJIK/TUR | set | M10 | 53 | 53 | #N/A | #N/A
ED | 0761 | Parts | Vương Thành Đạt | VD | A40900091 | 07610000475 | VD,3xIndoor capacitive post Insulator,7.2~12kV,1000N/10N1000K,with voltage indicator EVI-3L-2C-47-ENG,47nF,With Contact 1NC,1NO,LCD type,Supply:24-230Vac/dc,without coaxcial connection cable,ELEKTROLOJIK | set | M10 | 3 | 3 | #N/A | #N/A
ED | 0761 | Parts | Vương Thành Đạt | VD | A40900098 | 07610000476 | VD,CGR300C24-16A,35-40.5kV,D=300mm,VOLTAGE DETECTOR INSULATOR,WITHOUT INDICATOR,LEELEN/CHINA | ea | M10 | 54 | 54 | #N/A | #N/A
ED | 0761 | Parts | Vương Thành Đạt | VD | A40900103 | 07610000477 | VD,3xIndoor capacitive post Insulator,24kV,LYC131/TA(H=220mm),With Voltage indicator DXN8D-24NA/Q3,80pF,50/60Hz,With Contact 1NC,Supply:AC/DC 110~220V,without coaxcial connection cable,LIYOND/CHINA | set | M10 | 1 | 1 | #N/A | #N/A
ED | 0761 | Parts | Vương Thành Đạt | VD | A40900104 | 07610000479 | VD,3xIndoor capacitive post Insulator,12KV,LYC117/TA(H=130mm),With Voltage indicator DXN8D-12NA/Q3,115pF,50/60Hz,With Contact 1NC,Supply:AC/DC 110~220V,without coaxcial connection cable,LIYOND/CHINA | set | M10 | 13 | 13 | #N/A | #N/A
ED | 0761 | Parts | Vương Thành Đạt | VD | A40900110 | 07610000478 | VD,EVI-3L-C-47-E LRM,6.6kV,50Hz,POWER SUPPLY:AC/DC 24~230V,W/AUX.CONTACT 1NO/1NC,ELEKTROLOJIK/TURKEY | ea | M10 | 8 | 8 | #N/A | #N/A
ED | 0761 | Parts | Vương Thành Đạt | VD | A40900114 | 07610000480 | VD,3xIndoor capacitive post Insulator,24kV,LYC131/TA(H=220mm),With Voltage indicator DXN8D-24NA/Q3,80pF,50/60Hz,With Contact 1NO,Supply:AC/DC 110~220V,without coaxcial connection cable,LIYOND/CHINA | set | M10 | 5 | 5 | #N/A | #N/A
ED | 0761 | Parts | Vương Thành Đạt | VD | A40900116 | 07610000481 | VD,YEL-66, Cable type,6.6kV,Power Indicator,Youngil Hitech/Korea | ea | E31 | 6 | 6 | #N/A | #N/A
ED | 8461 | Parts | Nguyễn Công Hùng | AL/AX | A50100015 |  | AL/AX,AX/AL(T)-LWT,ABN50c~200c/ABS30c~200c/ABH50c~200c,RIGHT SIDE,83011187006,LSIS/KOREA | ea | M10 | 11 | 11 | #N/A | #N/A
RMU | 8336 | Parts |  | AUX CONTACT UNIT | A50200030 | 6250VR70503 | AUX CONTACT UNIT,SWITCH ASS'Y,AUX LINK S/W,GRMU COM, K CODE 62503570503 | ea | M10 | 1 | 1 | ea | SWITCH ASS'Y,AUX LINK S/W,GRMU COM,VR
ED | 8336 | Parts | Hoàng Xuân Khải | AUX CONTACT UNIT | A50200032 | 83368200001 | AUX CONTACT UNIT,UN-AX80,SILE CLIP-ON,1A1B,MITSUBISHI/JAPAN | ea | M10 | 3 | 3 | ea | AUX CONTACT UNIT,UN-AX80,SILE CLIP-ON,Aux.contact:1a1b,MITSUBISHI/JAPAN
RMU | 8336 | Parts |  | AUX CONTACT UNIT | A50200034 | 6250VR70506 | AUX CONTACT UNIT,SWITCH ASS'Y,AUX LINK S/W,9,PACKING,GRMU COM, K CODE 62503570506,LS ELECTRIC/KOREA | ea | M10 | 3 | 3 | ea | SWITCH ASS'Y,AUX LINK S/W,9,PACKING,GRMU COM,VR
ED | 8366 | Parts | Hoàng Xuân Khải | MOUNTING UNIT | A51200005 |  | MOUNTING UNIT,JOMB31 | ea | M20 | 8000 | 8000 | #N/A | #N/A
ED | 8456 | Parts | Hoàng Xuân Khải | SHT/UVT | A51800016 |  | SHT/UVT,SHUNT TRIP,SHT,T-POSITION,FOR 400~800AF,METASOL TYPE,ABN/S/L400~800AF/H400AF,CONTROL VOL:AC100~125V/DC100~110V,CODE:83211137002,LSIS/KOREA | ea | M10 | 4 | 4 | #N/A | #N/A
MD | 6721 | Parts |  | BARRIER | A60100008 | 67214111002 | BARRIER,BARRIER,VENTILATION CASE,PANEL,W44148424 | ea | E31 | 12 | 12 | ea | BARRIER,VENTILATION CASE,PANEL,W44148425_
MD | 6721 | Parts |  | BARRIER | A60100008 | 67214111002 | BARRIER,BARRIER,VENTILATION CASE,PANEL,W44148424 | ea | M10 | 116 | 116 | ea | BARRIER,VENTILATION CASE,PANEL,W44148425_
MD | 6721 | Parts |  | BARRIER | A60100015 | 67214111003 | BARRIER,BARRIER,FINGER PROOF-NEW,MCC,ABS ë‚œ ì—°,DAECHANG ELEC | ea | E31 | 2191 | 2191 | ea | BARRIER,FINGER PROOF- NEW,MCC,ABS 난 연,DAECHANG ELEC
MD | 6721 | Parts |  | BARRIER | A60100015 | 67214111003 | BARRIER,BARRIER,FINGER PROOF-NEW,MCC,ABS ë‚œ ì—°,DAECHANG ELEC | ea | M10 | 975 | 975 | ea | BARRIER,FINGER PROOF- NEW,MCC,ABS 난 연,DAECHANG ELEC
MD | 6721 | Parts |  | BARRIER | A60100017 | 67218200029 | BARRIER,P-COVER WINDOWS(POLYCABONATE),WH020200 | sht | E31 | 178 | 178 | sht | BARRIER,P-COVER WINDOWS (POLYCABONATE),WH020201
MD | 6721 | Parts |  | BARRIER | A60100017 | 67218200029 | BARRIER,P-COVER WINDOWS(POLYCABONATE),WH020200 | sht | M10 | 21 | 21 | sht | BARRIER,P-COVER WINDOWS (POLYCABONATE),WH020201
MD | 6721 | Parts |  | BARRIER | A60100022 |  | BARRIER,BARRIER,FINGER PROOF DUMMY,SUSOL MCC,W44293061, K CODE 67214192938, DAECHANG ELEC, KOREA | sht | E31 | 24 | 24 | #N/A | #N/A
MD | 6721 | Parts |  | BARRIER | A60100024 |  | BARRIER,BARRIER,DRAW HOLE ASSY,SUSOL MCC,GM0808, K CODE 67214192951, ì§€ì—ìŠ¤í…Œí¬, KOREA | sht | E31 | 73 | 73 | #N/A | #N/A
MD | 6721 | Parts |  | BARRIER | A60100025 |  | BARRIER,BARRIER,LAMP BOARD/ëŒ€,SUSOL MCC,GM0803, K CODE 67214192952, ì§€ì—ìŠ¤í…Œí¬, KOREA | sht | E31 | 162 | 162 | #N/A | #N/A
MD | 6721 | Parts |  | BARRIER | A60100027 |  | BARRIER,BARRIER,LAMP BOARD ANCHOR,SUSOL MCC,GM0804, K CODE 67214192955, ì§€ì—ìŠ¤í…Œí¬, KOREA | sht | E31 | 223 | 223 | #N/A | #N/A
MD | 6721 | Parts |  | BARRIER | A60100039 | 67218200004 | BARRIER,INSULATION COVER,24kV25kA-VT Gun,S44039824,Refer dwg | set | M10 | 4 | 4 | set | BARRIER,INSULATION COVER,24kV25kA-VT Gun,S44039824
MD | 6721 | Parts |  | BARRIER | A60100053 | 67218200005 | BARRIER,SMC BARRIER(RED COLOR),C-AIS,S44037524 REV1,T5X800X350 (2.8KG),VIET NAM | ea | M10 | 2 | 2 | ea | BARRIER,SMC BARRIER(RED COLOR),C-AIS,T5X800X350 (2.8KG),S44037524 REV1,VIET NAM
MD | 6721 | Parts |  | BARRIER | A60100054 | 67218200006 | BARRIER,SMC BARRIER(RED COLOR),C-AIS,S44297726 REV5,T5X840X400 (3.4KG),VIET NAM | ea | M10 | 3 | 3 | ea | BARRIER,SMC BARRIER(RED COLOR),C-AIS,T5X840X400 (3.4KG),S44297726 REV5,VIET NAM
MD | 6721 | Parts |  | BARRIER | A60100055 | 67218200007 | BARRIER,SMC BARRIER(RED COLOR),C-AIS,S44037638 P3,T5X870X345 (3KG),VIET NAM | ea | M10 | 2 | 2 | ea | BARRIER,SMC BARRIER(RED COLOR),C-AIS,T5X870X345 (3KG),S44037638 P3,VIET NAM
MD | 6721 | Parts |  | BARRIER | A60100056 | 67218200008 | BARRIER,SMC BARRIER(RED COLOR),C-AIS,S44309709AVN P2 REV1,T5X243X820 (2KG),VIET NAM | ea | M10 | 11 | 11 | ea | BARRIER,SMC BARRIER(RED COLOR),C-AIS,T5X243X820 (2KG),S44309709AVN P2 REV1,VIET NAM
MD | 6721 | Parts |  | BARRIER | A60100057 | 67218200009 | BARRIER,SMC BARRIER(RED COLOR),C-AIS,S44309738,T5X842X290 (2.5KG),VIET NAM | ea | M10 | 13 | 13 | ea | BARRIER,SMC BARRIER(RED COLOR),C-AIS,T5X842X290 (2.5KG),S44309738,VIET NAM
MD | 6721 | Parts |  | BARRIER | A60100061 | 67218200010 | BARRIER,SMC BARRIER(RED COLOR),24KV,SMC-202203-P1,T5X240X770 (1.9KG),VIET NAM | ea | M10 | 1 | 1 | ea | BARRIER,SMC BARRIER(RED COLOR),24KV,T5X240X770 (1.9KG),SMC-202203-P1,VIET NAM
MD | 6721 | Parts |  | BARRIER | A60100064 | 67218200011 | BARRIER,SMC BARRIER(RED COLOR),24KV,SMC-202205,T5X200X770 (1.6KG),VIET NAM | ea | M10 | 2 | 2 | ea | BARRIER,SMC BARRIER(RED COLOR),24KV,T5X200X770 (1.6KG),SMC-202205,VIET NAM
MD | 6721 | Parts |  | BARRIER | A60100066 | 67218200012 | BARRIER,SMC BARRIER(RED COLOR),C-AIS,S44037830-P1,T5X348X250 (0.9KG),VIET NAM | ea | M10 | 27 | 27 | ea | BARRIER,SMC BARRIER(RED COLOR),C-AIS,T5X348X250 (0.9KG),S44037830-P1,VIET NAM
MD | 6721 | Parts |  | BARRIER | A60100098 | 67218200030 | BARRIER,BARRIER,FINGER PROOF-NEW,SL12980,ABS (FLAME RETARDANT),VIET NAM | ea | M10 | 102 | 102 | ea | BARRIER,FINGER PROOF-NEW,ABS (FLAME RETARDANT),SL12980,VIET NAM
MD | 6721 | Parts |  | BARRIER | A60100101 | 67218200031 | BARRIER,SMC BARRIER(RED COLOR),24KV,W44056231-#3,T5x330x620(2.8KG),SMC-RED,VIET NAM | ea | M10 | 4 | 4 | ea | BARRIER,SMC BARRIER(RED COLOR),24KV,SMC-RED,T5x330x620(2.8KG),W44056231-#3,VIET NAM
MD | 6721 | Parts |  | BARRIER | A60100102 | 67218200032 | BARRIER,SMC BARRIER(RED COLOR),24KV,SMC-202302,T5X250X770(2KG),SMC-RED,VIET NAM | ea | M10 | 5 | 5 | ea | BARRIER,SMC BARRIER(RED COLOR),24KV,SMC-RED,T5X250X770(2KG),SMC-202302,VIET NAM
MD | 6721 | Parts |  | BARRIER | A60100149 | 67218200013 | BARRIER,BARRIER COVER,SL12952-P1,T3x329.6x148 (0.22KG),BAKELITE,VIET NAM | ea | M10 | 36 | 36 | ea | BARRIER,BARRIER COVER,BAKELITE,T3x329.6x148 (0.22KG),SL12952-P1,VIET NAM
MD | 6721 | Parts |  | BARRIER | A60100151 | 67218200014 | BARRIER,BARRIER COVER,SL12952-P3,T3x329.6x73 (0.11KG),BAKELITE,VIET NAM | ea | M10 | 8 | 8 | ea | BARRIER,BARRIER COVER,BAKELITE,T3x329.6x73 (0.11KG),SL12952-P3,VIET NAM
MD | 6721 | Parts |  | BARRIER | A60100152 | 67218200015 | BARRIER,BARRIER COVER,SL12953-P1,T3x329.6x223 (0.33KG),BAKELITE,VIET NAM | ea | M10 | 2 | 2 | ea | BARRIER,BARRIER COVER,BAKELITE,T3x329.6x223 (0.33KG),SL12953-P1,VIET NAM
MD | 6721 | Parts |  | BARRIER | A60100153 | 67218200016 | BARRIER,BARRIER COVER,SL12953-P2,T3x329.6x298 (0.44KG),BAKELITE,VIET NAM | ea | M10 | 23 | 23 | ea | BARRIER,BARRIER COVER,BAKELITE,T3x329.6x298 (0.44KG),SL12953-P2,VIET NAM
MD | 6721 | Parts |  | BARRIER | A60100154 | 67218200017 | BARRIER,BARRIER COVER,SL12981-P1,T3x329.6x373 (0.55KG),BAKELITE,VIET NAM | ea | M10 | 5 | 5 | ea | BARRIER,BARRIER COVER,BAKELITE,T3x329.6x373 (0.55KG),SL12981-P1,VIET NAM
MD | 6721 | Parts |  | BARRIER | A60100155 | 67218200018 | BARRIER,BARRIER COVER,SL12981-P2,T3x329.6x448 (0.66KG),BAKELITE,VIET NAM | ea | M10 | 2 | 2 | ea | BARRIER,BARRIER COVER,BAKELITE,T3x329.6x448 (0.66KG),SL12981-P2,VIET NAM
MD | 6721 | Parts |  | BARRIER | A60100170 | 67218200019 | BARRIER,SMC BARRIER(RED COLOR),24KV,S44064664,T5X300X600 (1.8 KG),VIET NAM | ea | M10 | 2 | 2 | ea | BARRIER,SMC BARRIER(RED COLOR),24KV,T5X300X600 (1.8 KG),S44064664,VIET NAM
MD | 6721 | Parts |  | BARRIER | A60100177 | 67218200020 | BARRIER,SMC BARRIER(RED COLOR),24KV,S44064660,(5.1 KG),VIET NAM | set | M10 | 2 | 2 | set | BARRIER,SMC BARRIER(RED COLOR),24KV,(5.1 KG),S44064660,VIET NAM
MD | 6721 | Parts |  | BARRIER | A60100183 | 67218200021 | BARRIER,AUX-BUS SUPPORT,SOLUTION MCC,SL12937A-P3,T20W73L75,BAKELITE,VIET NAM | ea | M10 | 10 | 10 | ea | BARRIER,AUX-BUS SUPPORT,SOLUTION MCC,BAKELITE,T20W73L75,SL12937A-P3,VIET NAM
MD | 6721 | Parts |  | BARRIER | A60100204 | 67218200022 | BARRIER,BARRIER COVER,DWG NUMBER: BCP-002B,T10x123x68,BAKELITE,VIET NAM | ea | M10 | 19 | 19 | ea | BARRIER,BARRIER COVER,BAKELITE,T10x123x68,DWG NUMBER: BCP-002B,VIET NAM
MD | 6721 | Parts |  | BARRIER | A60100211 | 67218200023 | BARRIER,SMC BARRIER(RED COLOR),24KV,S44068755-P5,T5X150X750 (1.13KG),VIET NAM | ea | M10 | 2 | 2 | ea | BARRIER,SMC BARRIER(RED COLOR),24KV,T5X150X750 (1.13KG),S44068755-P5,VIET NAM
MD | 6721 | Parts |  | BARRIER | A60100223 | 67218200024 | BARRIER,CABLE SUPPORT,S44076348_P2 30TX40X75,BAKELITE,VIET NAM | ea | M10 | 3 | 3 | ea | BARRIER,CABLE SUPPORT,BAKELITE,S44076348_P2 30TX40X75,VIET NAM
MD | 6721 | Parts |  | BARRIER | A60100264 | 67218200025 | BARRIER,BARRIER COVER (YELLOW COLOUR),S44072701_P3,T10x170x440 (1.6KG),BAKELITE,VIET NAM | ea | M10 | 8 | 8 | ea | BARRIER,BARRIER COVER (YELLOW COLOUR),BAKELITE,T10x170x440 (1.6KG),S44072701_P3,VIET NAM
MD | 6721 | Parts |  | BARRIER | A60100290 | 67218222001 | BARRIER,INSULATION PART OF SWGR,T3.0mm,BAKELITE,Viet Nam | ea | M10 | 0.12 | 0.12 | kg | BARRIER,INSULATION PART OF SWGR,BAKELITE,T3.0mm,VIET NAM
MD | 6721 | Parts |  | BARRIER | A60100291 | 67218222002 | BARRIER,INSULATION PART OF SWGR,T5.0mm,BAKELITE,Viet Nam | kg | M10 | 14.41 | 14.41 | kg | BARRIER,INSULATION PART OF SWGR,BAKELITE,T5.0mm,VIET NAM
MD | 6721 | Parts |  | BARRIER | A60100297 | 67218222010 | BARRIER,INSULATION PART OF SWGR,T5.0mm,ACRYL,Viet Nam | kg | M10 | 22.8 | 22.8 | kg | BARRIER,INSULATION PART OF SWGR,ACRYL,T5.0mm,VIET NAM
MD | 6721 | Parts |  | BARRIER | A60100298 | 67218222012 | BARRIER,INSULATION PART OF SWGR,T5.0mm,PVC,Viet Nam | kg | M10 | 13.35 | 13.35 | kg | BARRIER,INSULATION PART OF SWGR,PVC,T5.0mm,VIET NAM
MD | 6721 | Parts |  | BARRIER | A60100299 | 67218222013 | BARRIER,INSULATION PART OF SWGR,T5.0mm,SMC(FRP),Viet Nam | kg | M10 | 3.25 | 3.25 | kg | BARRIER,INSULATION PART OF SWGR,SMC(FRP),T5.0mm,VIET NAM
MD | 6721 | Parts |  | BARRIER | A60100300 | 67218222014 | BARRIER,INSULATION PART OF SWGR,T10.0mm,SMC(FRP),Viet Nam | kg | M10 | 49.5 | 49.5 | kg | BARRIER,INSULATION PART OF SWGR,SMC(FRP),T10.0mm,VIET NAM
MD | 6721 | Parts |  | BARRIER | A60100304 | 67218200026 | BARRIER,BARRIER COVER,58414011171,T10x270x180 (0.8kg),BAKELITE,VIET NAM | ea | M10 | 1 | 1 | ea | BARRIER,BARRIER COVER,BAKELITE,T10x270x180 (0.8kg),58414011171,VIET NAM
MD | 6721 | Parts |  | BARRIER | A60100305 | 67218200027 | BARRIER,BARRIER COVER,58414011180,T10x270x180 (0.8kg),BAKELITE,VIET NAM | ea | M10 | 1 | 1 | ea | BARRIER,BARRIER COVER,BAKELITE,T10x270x180 (0.8kg),58414011180,VIET NAM
MD | 6721 | Parts |  | BARRIER | A60100310 | 67218222019 | BARRIER,INSULATION PART OF SWGR,T3mm,Bakelite,Viet Nam | kg | M10 | 2.12 | 2.12 | kg | BARRIER,INSULATION PART OF SWGR,Bakelite,T3mm,Viet Nam
MD | 6721 | Parts |  | BARRIER | A60100311 | 67218222020 | BARRIER,INSULATION PART OF SWGR,T10mm,Bakelite,Viet Nam | kg | M10 | 13.68 | 13.68 | kg | BARRIER,INSULATION PART OF SWGR,Bakelite,T10mm,Viet Nam
MD | 6721 | Parts |  | BARRIER | A60100315 | 67218200028 | BARRIER,SMC BARRIER(RED COLOR),24KV,S44064613A_P2,T5x210x700(1.5KG),VIET NAM | ea | M10 | 12 | 12 | ea | BARRIER,SMC BARRIER(RED COLOR),24KV,T5x210x700(1.5KG),S44064613A_P2,VIET NAM
MD | 6721 | Parts |  | BARRIER | A60100319 | 67218200033 | BARRIER,BARRIER COVER (RED BROWN),5841VN20057,T5x253x285 (0.6KG),BAKELITE,VIET NAM | ea | M10 | 8 | 8 | ea | BARRIER,BARRIER COVER (RED BROWN),BAKELITE,T5x253x285 (0.6KG),5841VN20057,VIET NAM
MD | 6721 | Parts |  | BARRIER | A60100320 | 67218200034 | BARRIER,BARRIER COVER (RED BROWN),5841VN20058,T5x253x295 (0.6KG),BAKELITE,VIET NAM | ea | M10 | 4 | 4 | ea | BARRIER,BARRIER COVER (RED BROWN),BAKELITE,T5x253x295 (0.6KG),5841VN20058,VIET NAM
MD | 6721 | Parts |  | BARRIER | A60100321 | 67218200035 | BARRIER,BARRIER COVER (RED BROWN),5841VN20059,T5x253x284 (0.6KG),BAKELITE,VIET NAM | ea | M10 | 3 | 3 | ea | BARRIER,BARRIER COVER (RED BROWN),BAKELITE,T5x253x284 (0.6KG),5841VN20059,VIET NAM
MD | 6721 | Parts |  | BARRIER | A60100322 | 67218200036 | BARRIER,BARRIER COVER (RED BROWN),5841VN20060,T5x253x287 (0.6KG),BAKELITE,VIET NAM | ea | M10 | 3 | 3 | ea | BARRIER,BARRIER COVER (RED BROWN),BAKELITE,T5x253x287 (0.6KG),5841VN20060,VIET NAM
MD | 6721 | Parts |  | BARRIER | A60100323 | 67218200037 | BARRIER,BARRIER COVER (RED BROWN),5841VN20061,T5x253x289 (0.6KG),BAKELITE,VIET NAM | ea | M10 | 6 | 6 | ea | BARRIER,BARRIER COVER (RED BROWN),BAKELITE,T5x253x289 (0.6KG),5841VN20061,VIET NAM
MD | 6731 | Parts |  | BOOTS | A60300003 | 67318200017 | BOOTS,BOOTS-1001,LSVN-02-60,24KV,RED BROWN COLOR,SEOUL DIPPING | ea | E31 | 2 | 2 | ea | BOOTS,BOOTS-1001,24kV,LSVN-02-60,RED BROWN COLOR,SEOUL DIPPING
MD | 6731 | Parts |  | BOOTS | A60300005 | 67318200018 | BOOTS,BOOTS-1001,LSVN-03-60,24KV,RED BROWN COLOR,SEOUL DIPPING | ea | E31 | 2 | 2 | ea | BOOTS,BOOTS-1001,24kV,LSVN-03-60,RED BROWN COLOR,SEOUL DIPPING
MD | 6731 | Parts |  | BOOTS | A60300007 | 67318200006 | BOOTS,BOOTS-1002,LSVN-04-60,24KV,RED BROWN COLOUR,SEOUL DIPPING/KOREA | ea | E31 | 1 | 1 | ea | BOOTS,BOOTS-1002,24kV,LSVN-04-60,RED BROWN COLOUR,SEOUL DIPPING/KOREA
MD | 6731 | Parts |  | BOOTS | A60300007 | 67318200006 | BOOTS,BOOTS-1002,LSVN-04-60,24KV,RED BROWN COLOUR,SEOUL DIPPING/KOREA | ea | M10 | 3 | 3 | ea | BOOTS,BOOTS-1002,24kV,LSVN-04-60,RED BROWN COLOUR,SEOUL DIPPING/KOREA
MD | 6731 | Parts |  | BOOTS | A60300079 | 67318200007 | BOOTS,BOOTS-1013,LSVN-62-60,24KV,RED BROWN COLOUR,SEOUL DIPPING/KOREA | ea | M10 | 3 | 3 | ea | BOOTS,BOOTS-1013,24kV,LSVN-62-60,RED BROWN COLOUR,SEOUL DIPPING/KOREA
MD | 6731 | Parts |  | BOOTS | A60300081 | 67318200008 | BOOTS,BOOTS-1013,LSVN-64-60,24KV,RED BROWN,SEOUL DIPPING/KOREA | ea | M10 | 1 | 1 | ea | BOOTS,BOOTS-1013,24kV,LSVN-64-60,RED BROWN COLOUR,SEOUL DIPPING/KOREA
MD | 6731 | Parts |  | BOOTS | A60300086 | 67318200009 | BOOTS,BOOTS-1014,LSVN-69-40,RED BROWN,SEOUL DIPPING | ea | E31 | 3 | 3 | ea | BOOTS,BOOTS-1014,LSVN-69-40,RED BROWN COLOUR,SEOUL DIPPING
MD | 6731 | Parts |  | BOOTS | A60300205 | 67318200010 | BOOTS,BOOTS-1035,LSVN-186-50,24KV,RED BROWN COLOUR,SEOUL DIPPING/KOREA | ea | M10 | 6 | 6 | ea | BOOTS,BOOTS-1035,24kV,LSVN-186-50,RED BROWN COLOUR,SEOUL DIPPING/KOREA
MD | 6731 | Parts |  | BOOTS | A60300556 | 67318200011 | BOOTS,BOOTS-1040,LSVN-207-60,24KV,RED BROWN COLOUR,VIJAYA SAI/VN | ea | M10 | 6 | 6 | ea | BOOTS,BOOTS-1040,24kV,LSVN-207-60,RED BROWN COLOUR,VIJAYA SAI/VN
MD | 6731 | Parts |  | BOOTS | A60300557 | 67318200012 | BOOTS,BOOTS-1147,MCSG,LSVN-835-40,24KV,RED BROWN COLOUR,VIJAYA SAI/VN | ea | M10 | 2 | 2 | ea | BOOTS,BOOTS-1147,24kV,MCSG_LSVN-835-40,RED BROWN COLOUR,VIJAYA SAI/VN
MD | 6731 | Parts |  | BOOTS | A60300558 | 67318200013 | BOOTS,BOOTS-1058,MCSG,LSVN-309-60,24KV,RED BROWN COLOUR,VIJAYA SAI/VN | ea | M10 | 9 | 9 | ea | BOOTS,BOOTS-1058,24kV,MCSG_LSVN-309-60,RED BROWN COLOUR,VIJAYA SAI/VN
MD | 6731 | Parts |  | BOOTS | A60300678 | 67318200014 | BOOTS,MS-BOOTS-1004,LSVN-MS-16-30,MASCON,RED BROWN COLOR,SEOUL DIPPING | ea | E31 | 11 | 11 | ea | BOOTS,MS-BOOTS-1004,MASCON,LSVN-MS-16-30,RED BROWN COLOR,SEOUL DIPPING
MD | 6731 | Parts |  | BOOTS | A60300678 | 67318200014 | BOOTS,MS-BOOTS-1004,LSVN-MS-16-30,MASCON,RED BROWN COLOR,SEOUL DIPPING | ea | M10 | 31 | 31 | ea | BOOTS,MS-BOOTS-1004,MASCON,LSVN-MS-16-30,RED BROWN COLOR,SEOUL DIPPING
MD | 6731 | Parts |  | BOOTS | A60300691 | 67318200015 | BOOTS,MS-BOOTS-1006,LSVN-MS-29-30,MASCON,Willinco/KOREA | ea | M10 | 3 | 3 | ea | BOOTS,MS-BOOTS-1006,MASCON,LSVN-MS-29-30,Willinco/KOREA
MD | 6731 | Parts |  | BOOTS | A60300874 | 67318200016 | BOOTS,MS-BOOTS-1010,LSVN-MS-47-30,MASCON,Willinco/KOREA | ea | E31 | 18 | 18 | ea | BOOTS,MS-BOOTS-1010,MASCON,LSVN-MS-47-30,Willinco/KOREA
MD | 6731 | Parts |  | BOOTS | A60300874 | 67318200016 | BOOTS,MS-BOOTS-1010,LSVN-MS-47-30,MASCON,Willinco/KOREA | ea | M10 | 15 | 15 | ea | BOOTS,MS-BOOTS-1010,MASCON,LSVN-MS-47-30,Willinco/KOREA
MD | 6731 | Parts |  | BOOTS | A60301038 | 67318200019 | BOOTS,BOOTS-1002,LSVN-06-60,1C-150SQ,RED BROWN COLOR,SEOUL DIPPING | ea | E31 | 12 | 12 | ea | BOOTS,BOOTS-1002,1C-150SQ,LSVN-06-60,RED BROWN COLOR,SEOUL DIPPING
MD | 6731 | Parts |  | BOOTS | A60301108 | 67318200020 | BOOTS,BOOTS-LV-042,LSVN-LV-0236,0.4kV,BLACK COLOR | ea | M10 | 4 | 4 | ea | BOOTS,BOOTS-LV-042,0.4kV,LSVN-LV-0236,BLACK COLOR
MD | 6731 | Parts |  | BOOTS | A60301188 | 67318200021 | BOOTS,BOOTS-1060,LSVN-320-40,24KV,1C-35SQ,SEOUL DIPPING | ea | E31 | 1 | 1 | ea | BOOTS,BOOTS-1060,24kV_1C-35SQ,LSVN-320-40,SEOUL DIPPING
MD | 6731 | Parts |  | BOOTS | A60301194 | 67318200022 | BOOTS,BOOTS-1059,LSVN-317-40,1C-95SQ,RED BROWN COLOR,SEOUL DIPPING | ea | M10 | 9 | 9 | ea | BOOTS,BOOTS-1059,1C-95SQ,LSVN-317-40,RED BROWN COLOR,SEOUL DIPPING
MD | 6731 | Parts |  | BOOTS | A60301345 | 67318200036 | BOOTS,BOOTS-1072,LSVN-396-60,RED BROWN COLOR,SEOUL DIPPING | ea | M10 | 1 | 1 | ea | BOOTS,BOOTS-1072,LSVN- 396- 60,RED BROWN COLOR,SEOUL DIPPING
MD | 6731 | Parts |  | BOOTS | A60301404 | 67318200023 | BOOTS,BOOTS-1002,LSVN-06-60,1C-300SQ,RED BROWN COLOR,SEOUL DIPPING | ea | E31 | 6 | 6 | ea | BOOTS,BOOTS-1002,1C-300SQ,LSVN-06-60,RED BROWN COLOR,SEOUL DIPPING
MD | 6731 | Parts |  | BOOTS | A60301404 | 67318200023 | BOOTS,BOOTS-1002,LSVN-06-60,1C-300SQ,RED BROWN COLOR,SEOUL DIPPING | ea | M10 | 3 | 3 | ea | BOOTS,BOOTS-1002,1C-300SQ,LSVN-06-60,RED BROWN COLOR,SEOUL DIPPING
MD | 6816 | Parts |  | TUBE | A60301444 | 67318200024 | TUBE,BELLOWS,MC1312,CLIP 600A (SMCC),BLACK COLOR,KOREA | ea | E31 | 11 | 11 | ea | BOOTS,BOOTS-1059,1C-185SQ,LSVN-315-80,RED BROWN COLOUR,SEOUL DIPPING/KOREA
MD | 6816 | Parts |  | TUBE | A60301444 | 67318200024 | TUBE,BELLOWS,MC1312,CLIP 600A (SMCC),BLACK COLOR,KOREA | ea | M10 | 7 | 7 | ea | BOOTS,BOOTS-1059,1C-185SQ,LSVN-315-80,RED BROWN COLOUR,SEOUL DIPPING/KOREA
MD | 6731 | Parts |  | BOOTS | A60301475 | 67318200024 | BOOTS,BOOTS-1059,LSVN-315-80,1C-185SQ,RED BROWN COLOUR,SEOUL DIPPING/KOREA | ea | E31 | 12 | 12 | ea | BOOTS,BOOTS-1059,1C-185SQ,LSVN-315-80,RED BROWN COLOUR,SEOUL DIPPING/KOREA
MD | 6731 | Parts |  | BOOTS | A60301489 | 67318200025 | BOOTS,BOOTS-1013,LSVN-63-60,24KV,RED BROWN COLOUR,VIJAYA SAI/VN | ea | M10 | 3 | 3 | ea | BOOTS,BOOTS-1013,24kV,LSVN-63-60,RED BROWN COLOUR,VIJAYA SAI/VN
MD | 6731 | Parts |  | BOOTS | A60301490 | 67318200026 | BOOTS,BOOTS-1013,LSVN-64-60,24KV,RED BROWN COLOUR,VIJAYA SAI/VN | ea | M10 | 3 | 3 | ea | BOOTS,BOOTS-1013,24kV,LSVN-64-60,RED BROWN COLOUR,VIJAYA SAI/VN
MD | 6731 | Parts |  | BOOTS | A60301517 | 67318200027 | BOOTS,MS-BOOTS-1004,LSVN-MS-16-30,24KV,RED BROWN COLOUR,VIJAYA SAI/VN | ea | M10 | 4 | 4 | ea | BOOTS,MS-BOOTS-1004,24kV,LSVN-MS-16-30,RED BROWN COLOUR,VIJAYA SAI/VN
MD | 6731 | Parts |  | BOOTS | A60301526 | 67318200028 | BOOTS,BOOTS-1024,LSVN-122-40,24KV,RED BROWN COLOUR,VIJAYA SAI/VN | ea | M10 | 1 | 1 | ea | BOOTS,BOOTS-1024,24kV,LSVN-122-40,RED BROWN COLOUR,VIJAYA SAI/VN
MD | 6731 | Parts |  | BOOTS | A60301527 | 67318200029 | BOOTS,BOOTS-1049,LSVN-260-60,24KV,RED BROWN COLOUR,VIJAYA SAI/VN | ea | M10 | 6 | 6 | ea | BOOTS,BOOTS-1049,24kV,LSVN-260-60,RED BROWN COLOUR,VIJAYA SAI/VN
MD | 6731 | Parts |  | BOOTS | A60301555 | 67318200030 | BOOTS,BOOTS-1205,LSVN-1176-75,24KV,RED BROWN COLOUR,SEOUL DIPPING | ea | M10 | 4 | 4 | ea | BOOTS,BOOTS-1205,24kV,LSVN-1176-75,RED BROWN COLOUR,SEOUL DIPPING
MD | 6731 | Parts |  | BOOTS | A60301568 | 67318200031 | BOOTS,MS-BOOTS-1012,LSVN-MS-62-30,MASCON,RED BROWN COLOUR,VIJAYA SAI/VN | ea | M10 | 18 | 18 | ea | BOOTS,MS-BOOTS-1012,MASCON,LSVN-MS-62-30,RED BROWN COLOUR,VIJAYA SAI/VN
MD | 6731 | Parts |  | BOOTS | A60301571 | 67318200032 | BOOTS,BOOTS-1031,LSVN-62-60,24KV,RED BROWN COLOUR,VIJAYA SAI/VN | ea | M10 | 3 | 3 | ea | BOOTS,BOOTS-1031,24kV,LSVN-62-60,RED BROWN COLOUR,VIJAYA SAI/VN
MD | 6731 | Parts |  | BOOTS | A60301574 | 67318200033 | BOOTS,MS-BOOTS-1006,LSVN-MS-29-30,MASCON,RED BROWN COLOUR,VIJAYA SAI/VN | ea | M10 | 3 | 3 | ea | BOOTS,MS-BOOTS-1006,MASCON,LSVN-MS-29-30,RED BROWN COLOUR,VIJAYA SAI/VN
MD | 6731 | Parts |  | BOOTS | A60301590 | 67318200034 | BOOTS,BOOTS-1033,MCSG,LSVN-172-80,RED BROWN COLOUR,VIJAYA SAI/VN | ea | M10 | 3 | 3 | ea | BOOTS,BOOTS-1033,MCSG_LSVN-172-80,RED BROWN COLOUR,VIJAYA SAI/VN
MD | 6731 | Parts |  | BOOTS | A60301603 | 67318200035 | BOOTS,BOOTS-1059,LSVN-318-40,1C-300SQ,RED BROWN COLOUR,VIJAYA SAI/VN | ea | M10 | 6 | 6 | ea | BOOTS,BOOTS-1059,1C-300SQ,LSVN-318-40,RED BROWN COLOUR,VIJAYA SAI/VN
MD | 6731 | Parts |  | BOOTS (HV) | A60400013 | 67318200051 | BOOTS (HV),BOOTS-1081,MCSG,LSVN-445-60,RED BROWN COLOUR,SEOUL DIPPING | ea | E31 | 2 | 2 | ea | BOOTS,BOOTS-1081,MCSG_LSVN-445-60,RED BROWN COLOUR,SEOUL DIPPING
MD | 6731 | Parts |  | BOOTS (HV) | A60400014 | 67318200052 | BOOTS (HV),BOOTS-1081,MCSG,LSVN-446-60,RED BROWN COLOUR,SEOUL DIPPING | ea | E31 | 2 | 2 | ea | BOOTS,BOOTS-1081,MCSG_LSVN-446-60,RED BROWN COLOUR,SEOUL DIPPING
MD | 6731 | Parts |  | BOOTS (HV) | A60400031 | 67318200037 | BOOTS (HV),BOOTS-1085,LSVN-466-50,24kV,RED BROWN | ea | M10 | 8 | 8 | ea | BOOTS,BOOTS-1085,24kV,LSVN-466-50,RED BROWN
MD | 6731 | Parts |  | BOOTS (HV) | A60400047 | 67318200038 | BOOTS (HV),BOOTS-1089,LSVN-487-25,24kV,RED BROWN | ea | E31 | 8 | 8 | ea | BOOTS,BOOTS-1089,24kV,LSVN-487-25,RED BROWN
MD | 6731 | Parts |  | BOOTS (HV) | A60400062 | 67318200039 | BOOTS (HV),BOOTS-1091,LSVN-497-50,24kV,RED BROWN | ea | E31 | 6 | 6 | ea | BOOTS,BOOTS-1091,24kV,LSVN-497-50,RED BROWN
MD | 6731 | Parts |  | BOOTS (HV) | A60400073 | 67318200040 | BOOTS (HV),BOOTS-1092,LSVN-508-25,1c-35 SQ,24KV,RED BROWN,SEOUL DIPPING | ea | M10 | 6 | 6 | ea | BOOTS,BOOTS-1092,24kV_1c-35 SQ,LSVN-508-25,RED BROWN
MD | 6731 | Parts |  | BOOTS (HV) | A60400079 | 67318200041 | BOOTS (HV),BOOTS-1093,LSVN-514-40,24kV,RED BROWN,SEOUL DIPPING | ea | M10 | 2 | 2 | ea | BOOTS,BOOTS-1093,24kV,LSVN-514-40,RED BROWN,SEOUL DIPPING
MD | 6731 | Parts |  | BOOTS (HV) | A60400193 | 67318200042 | BOOTS (HV),BOOTS-1107,LSVN-593-50,24kV,RED BROWN | ea | M10 | 4 | 4 | ea | BOOTS,BOOTS-1107,24kV,LSVN-593-50,RED BROWN
MD | 6731 | Parts |  | BOOTS (HV) | A60400233 | 67318200043 | BOOTS (HV),BOOTS-1113,LSVN-632-60,24kV,RED BROWN | ea | M10 | 1 | 1 | ea | BOOTS,BOOTS-1113,24kV,LSVN-632-60,RED BROWN
MD | 6731 | Parts |  | BOOTS (HV) | A60400279 | 67318200044 | BOOTS (HV),MS-BOOTS-1015,LSVN-MS-77-30/RED BROWN,MASCON/SEOUL DIPPING | ea | M10 | 12 | 12 | ea | BOOTS,MS-BOOTS-1015,MASCON,LSVN-MS-77-30,RED BROWN COLOUR,SEOUL DIPPING
MD | 6731 | Parts |  | BOOTS (HV) | A60400282 | 67318200045 | BOOTS (HV),MS-BOOTS-1015,LSVN-MS-80-30/RED BROWN,MASCON/SEOUL DIPPING | ea | M10 | 3 | 3 | ea | BOOTS,MS-BOOTS-1015,MASCON,LSVN-MS-80-30,RED BROWN COLOUR,SEOUL DIPPING
MD | 6731 | Parts |  | BOOTS (HV) | A60400288 | 67318200046 | BOOTS (HV),BOOTS-1121,MCSG-24KV,LSVN-675-40,RED BROWN,SEOUL DIPPING | ea | M10 | 161 | 161 | ea | BOOTS,BOOTS-1121,24kV,MCSG_LSVN-675-40,RED BROWN,SEOUL DIPPING
MD | 6731 | Parts |  | BOOTS (HV) | A60400317 | 67318200047 | BOOTS (HV),BOOTS-1124,MCSG-24KV,LSVN-697-80,RED BROWN COLOUR,SEOUL DIPPING/KOREA | ea | E31 | 2 | 2 | ea | BOOTS,BOOTS-1124,24kV,MCSG_LSVN-697-80,RED BROWN COLOUR,SEOUL DIPPING/KOREA
MD | 6731 | Parts |  | BOOTS (HV) | A60400346 | 67318200048 | BOOTS (HV),BOOTS-1065,MCSG-24KV,LSVN-352-50,1C-150SQ,RED BROWN | ea | E31 | 3 | 3 | ea | BOOTS,BOOTS-1065,24kV_1C-150SQ,MCSG_LSVN-352-50,RED BROWN
MD | 6731 | Parts |  | BOOTS (HV) | A60400360 | 67318200049 | BOOTS (HV),MS-BOOTS-1017,LSVN-MS-88-40,RED BROWN,MASCON/SEOUL DIPPING | ea | E31 | 24 | 24 | ea | BOOTS,MS-BOOTS-1017,MASCON,LSVN-MS-88-40,RED BROWN COLOUR,SEOUL DIPPING
MD | 6731 | Parts |  | BOOTS (HV) | A60400360 | 67318200049 | BOOTS (HV),MS-BOOTS-1017,LSVN-MS-88-40,RED BROWN,MASCON/SEOUL DIPPING | ea | M10 | 9 | 9 | ea | BOOTS,MS-BOOTS-1017,MASCON,LSVN-MS-88-40,RED BROWN COLOUR,SEOUL DIPPING
MD | 6731 | Parts |  | BOOTS (HV) | A60400361 | 67318200050 | BOOTS (HV),MS-BOOTS-1018,LSVN-MS-89-30,RED BROWN,MASCON/SEOUL DIPPING | ea | E31 | 18 | 18 | ea | BOOTS,MS-BOOTS-1018,MASCON,LSVN-MS-89-30,RED BROWN COLOUR,SEOUL DIPPING
MD | 6731 | Parts |  | BOOTS (HV) | A60400361 | 67318200050 | BOOTS (HV),MS-BOOTS-1018,LSVN-MS-89-30,RED BROWN,MASCON/SEOUL DIPPING | ea | M10 | 24 | 24 | ea | BOOTS,MS-BOOTS-1018,MASCON,LSVN-MS-89-30,RED BROWN COLOUR,SEOUL DIPPING
MD | 6731 | Parts |  | BOOTS (HV) | A60400388 | 67318200053 | BOOTS (HV),BOOTS-1134,MCSG,LSVN-758-40,RED BROWN/SEOUL DIPPING | ea | E31 | 13 | 13 | #N/A | #N/A
MD | 6731 | Parts |  | BOOTS (HV) | A60400417 | 67318200054 | BOOTS (HV),BOOTS-1139,MCSG,LSVN-786-50,RED BROWN,SEOUL DIPPING | ea | M10 | 3 | 3 | #N/A | #N/A
MD | 6731 | Parts |  | BOOTS (HV) | A60400623 | 67318200055 | BOOTS (HV),BOOTS-1169,LSVN-965-60,RED BROWN COLOUR,SEOUL DIPPING/KOREA | ea | M10 | 4 | 4 | #N/A | #N/A
MD | 6731 | Parts |  | BOOTS (HV) | A60400682 | 67318200056 | BOOTS (HV),MS-BOOTS-1019,LSVN-MS-98-40,MASCON,RED BROWN COLOUR,SEOUL DIPPING/KOREA | ea | M10 | 3 | 3 | #N/A | #N/A
MD | 6731 | Parts |  | BOOTS (HV) | A60400704 | 67318200057 | BOOTS (HV),BOOTS-1108,MCSG,LSVN-604-50,1C-240SQ,RED BROWN COLOUR,SEOUL DIPPING/KOREA | ea | E31 | 2 | 2 | #N/A | #N/A
MD | 6731 | Parts |  | BOOTS (HV) | A60400709 | 67318200058 | BOOTS (HV),BOOTS-1180,MCSG,LSVN-1031-50,1C-300SQ,RED BROWN COLOUR,SEOUL DIPPING/KOREA | ea | M10 | 3 | 3 | #N/A | #N/A
MD | 6731 | Parts |  | BOOTS (HV) | A60400732 | 67318200059 | BOOTS (HV),BOOTS-1184,MCSG,LSVN-1052-50,RED BROWN COLOUR,SEOUL DIPPING/KOREA | ea | E31 | 6 | 6 | #N/A | #N/A
MD | 6731 | Parts |  | BOOTS (HV) | A60400749 | 67318200060 | BOOTS (HV),BOOTS-1187,LSVN-1068-75,24KV,RED BROWN COLOUR,SEOUL DIPPING/KOREA | ea | E31 | 6 | 6 | #N/A | #N/A
MD | 6731 | Parts |  | BOOTS (HV) | A60400754 | 67318200061 | BOOTS (HV),BOOTS-1187,LSVN-1073-75,24KV,RED BROWN COLOUR,SEOUL DIPPING/KOREA | ea | E31 | 3 | 3 | #N/A | #N/A
MD | 6731 | Parts |  | BOOTS (HV) | A60400759 | 67318200062 | BOOTS (HV),BOOTS-1188,LSVN-1078-75,24KV,RED BROWN COLOUR,SEOUL DIPPING/KOREA | ea | E31 | 2 | 2 | #N/A | #N/A
MD | 6731 | Parts |  | BOOTS (HV) | A60400759 | 67318200062 | BOOTS (HV),BOOTS-1188,LSVN-1078-75,24KV,RED BROWN COLOUR,SEOUL DIPPING/KOREA | ea | M10 | 4 | 4 | #N/A | #N/A
MD | 6731 | Parts |  | BOOTS (HV) | A60400767 | 67318200063 | BOOTS (HV),BOOTS-1190,LSVN-1088-75,24KV,2C-500SQ,RED BROWN COLOUR,SEOUL DIPPING/KOREA | ea | M10 | 12 | 12 | #N/A | #N/A
MD | 6731 | Parts |  | BOOTS (HV) | A60400768 | 67318200064 | BOOTS (HV),BOOTS-1085,LSVN-463-60,RED BROWN COLOUR,VIJAYA SAI/VN | ea | M10 | 3 | 3 | #N/A | #N/A
MD | 6731 | Parts |  | BOOTS (HV) | A60400785 | 67318200065 | BOOTS (HV),BOOTS-1185,LSVN-1057-50,24KV,RED BROWN COLOUR,SEOUL DIPPING/KOREA | ea | E31 | 4 | 4 | #N/A | #N/A
MD | 6731 | Parts |  | BOOTS (HV) | A60400798 | 67318200066 | BOOTS (HV),BOOTS-1097,LSVN-539-60,24KV,RED BROWN COLOUR,VIJAYA SAI/VN | ea | M10 | 3 | 3 | #N/A | #N/A
MD | 6731 | Parts |  | BOOTS (HV) | A60400830 | 67318200067 | BOOTS (HV),MS-BOOTS-1019,LSVN-MS-99-40,MASCON,RED BROWN COLOUR,VIJAYA SAI/VN | ea | M10 | 9 | 9 | #N/A | #N/A
MD | 6731 | Parts |  | BOOTS (HV) | A60400835 | 67318200068 | BOOTS (HV),MS-BOOTS-1019,LSVN-MS-100-30,MASCON,RED BROWN COLOUR,VIJAYA SAI/VN | ea | M10 | 3 | 3 | #N/A | #N/A
MD | 6731 | Parts |  | BOOTS (HV) | A60400837 | 67318200069 | BOOTS (HV),BOOTS-1172,MCSG-24KV,LSVN-980-25,1C-35SQ,RED BROWN COLOUR,VIJAYA SAI/VN | ea | M10 | 3 | 3 | #N/A | #N/A
MD | 6731 | Parts |  | BOOTS (HV) | A60400874 | 67318200070 | BOOTS (HV),BOOTS-1205,LSVN-1181-40,1C-150SQ,RED BROWN COLOUR,SEOUL DIPPING/KOREA | ea | E31 | 5 | 5 | #N/A | #N/A
MD | 6731 | Parts |  | BOOTS (HV) | A60400883 | 67318200071 | BOOTS (HV),MS-BOOTS-1014,LSVN-MS-75-30,RED BROWN COLOUR,VIJAYA SAI/VN | ea | M10 | 9 | 9 | #N/A | #N/A
MD | 6731 | Parts |  | BOOTS (HV) | A60400885 | 67318200072 | BOOTS (HV),MS-BOOTS-1015,LSVN-MS-79-30,RED BROWN COLOUR,VIJAYA SAI/VN | ea | M10 | 9 | 9 | #N/A | #N/A
MD | 6731 | Parts |  | BOOTS (HV) | A60400886 | 67318200073 | BOOTS (HV),MS-BOOTS-1020,LSVN-MS-101-40,MASCON,RED BROWN COLOUR,VIJAYA SAI/VN | ea | M10 | 51 | 51 | #N/A | #N/A
MD | 6731 | Parts |  | BOOTS (HV) | A60400926 | 67318200074 | BOOTS (HV),BOOTS-1113,LSVN-632-60,24KV,RED BROWN COLOUR,SEOUL DIPPING/KOREA | ea | E31 | 1 | 1 | #N/A | #N/A
MD | 6731 | Parts |  | BOOTS (HV) | A60400941 | 67318200075 | BOOTS (HV),BOOTS-1207,LSEVN-1193-60,1C-400SQ,RED BROWN COLOUR,SEOUL DIPPING/KOREA | ea | M10 | 6 | 6 | #N/A | #N/A
MD | 6731 | Parts |  | BOOTS (HV) | A60400942 | 67318200076 | BOOTS (HV),BOOTS-1215,MCSG-24KV,LSEVN-1236-75,RED BROWN COLOUR,SEOUL DIPPING/KOREA | ea | M10 | 6 | 6 | #N/A | #N/A
MD | 6731 | Parts |  | BOOTS (HV) | A60400943 | 67318200077 | BOOTS (HV),BOOTS-1215,MCSG-24KV,LSEVN-1237-75,RED BROWN COLOUR,SEOUL DIPPING/KOREA | ea | M10 | 6 | 6 | #N/A | #N/A
MD | 6731 | Parts |  | BOOTS (HV) | A60400944 | 67318200078 | BOOTS (HV),BOOTS-1215,MCSG-24KV,LSEVN-1238-60,RED BROWN COLOUR,SEOUL DIPPING/KOREA | ea | M10 | 3 | 3 | #N/A | #N/A
MD | 6731 | Parts |  | BOOTS (HV) | A60400945 | 67318200079 | BOOTS (HV),BOOTS-1215,MCSG-24KV,LSEVN-1239-60,RED BROWN COLOUR,SEOUL DIPPING/KOREA | ea | M10 | 2 | 2 | #N/A | #N/A
MD | 6731 | Parts |  | BOOTS (HV) | A60400947 | 67318200080 | BOOTS (HV),BOOTS-1215,MCSG-24KV,LSEVN-1241-25,RED BROWN COLOUR,SEOUL DIPPING/KOREA | ea | M10 | 6 | 6 | #N/A | #N/A
MD | 6731 | Parts |  | BOOTS (HV) | A60400948 | 67318200081 | BOOTS (HV),BOOTS-1216,MCSG-24KV,LSEVN-1242-60,RED BROWN COLOUR,SEOUL DIPPING/KOREA | ea | M10 | 3 | 3 | #N/A | #N/A
MD | 6731 | Parts |  | BOOTS (HV) | A60400949 | 67318200082 | BOOTS (HV),BOOTS-1216,MCSG-24KV,LSEVN-1243-60,RED BROWN COLOUR,SEOUL DIPPING/KOREA | ea | M10 | 3 | 3 | #N/A | #N/A
MD | 6731 | Parts |  | BOOTS (HV) | A60400994 | 67318200083 | BOOTS (HV),BOOTS-1218,LSEVN-1255-25,1C-50SQ,RED BROWN COLOUR,VIJAYA SAI/VN | ea | M10 | 4 | 4 | #N/A | #N/A
MD | 6731 | Parts |  | BOOTS (HV) | A60400995 | 67318200084 | BOOTS (HV),BOOTS-1218,LSEVN-1256-25,RED BROWN COLOUR,VIJAYA SAI/VN | ea | M10 | 4 | 4 | #N/A | #N/A
MD | 6731 | Parts |  | BOOTS (HV) | A60400996 | 67318200085 | BOOTS (HV),BOOTS-1218,LSEVN-1257-25,RED BROWN COLOUR,VIJAYA SAI/VN | ea | M10 | 2 | 2 | #N/A | #N/A
MD | 6731 | Parts |  | BOOTS (HV) | A60400997 | 67318200086 | BOOTS (HV),BOOTS-1218,LSEVN-1258-60,1C-50SQ,RED BROWN COLOUR,VIJAYA SAI/VN | ea | M10 | 12 | 12 | #N/A | #N/A
MD | 6731 | Parts |  | BOOTS (HV) | A60400998 | 67318200087 | BOOTS (HV),BOOTS-1208,LSEVN-1199-50,RED BROWN COLOUR,VIJAYA SAI/VN | ea | M10 | 2 | 2 | #N/A | #N/A
MD | 6731 | Parts |  | BOOTS (HV) | A60400999 | 67318200088 | BOOTS (HV),BOOTS-1209,LSEVN-1202-50,RED BROWN COLOUR,VIJAYA SAI/VN | ea | M10 | 2 | 2 | #N/A | #N/A
MD | 6731 | Parts |  | BOOTS (HV) | A60401000 | 67318200089 | BOOTS (HV),BOOTS-1129,MCSG-24KV,LSVN-725-25,RED BROWN,VIJAYA SAI/VN | ea | M10 | 4 | 4 | #N/A | #N/A
MD | 6731 | Parts |  | BOOTS (HV) | A60401018 | 67318200090 | BOOTS (HV),BOOTS-1090,LSVN-496-60,1C-300SQ,RED BROWN COLOUR,VIJAYA SAI/VN | ea | M10 | 3 | 3 | #N/A | #N/A
MD | 6731 | Parts |  | BOOTS (HV) | A60401021 | 67318200091 | BOOTS (HV),BOOTS-1222,MCSG-24KV,LSEVN-1281-80,RED BROWN COLOUR,VIJAYA SAI/VN | ea | M10 | 2 | 2 | #N/A | #N/A
MD | 6731 | Parts |  | BOOTS (HV) | A60401022 | 67318200092 | BOOTS (HV),BOOTS-1222,MCSG-24KV,LSEVN-1282-80,RED BROWN COLOUR,VIJAYA SAI/VN | ea | M10 | 1 | 1 | #N/A | #N/A
MD | 6731 | Parts |  | BOOTS (HV) | A60401029 | 67318200093 | BOOTS (HV),BOOTS-1118,MCSG-24KV,LSVN-660-80,RED BROWN COLOUR,VIJAYA SAI/VN | ea | M10 | 3 | 3 | #N/A | #N/A
MD | 6731 | Parts |  | BOOTS (HV) | A60401033 | 67318200094 | BOOTS (HV),BOOTS-1223,MCSG-24KV,LSEVN-1288-40,RED BROWN COLOUR,VIJAYA SAI/VN | ea | M10 | 3 | 3 | #N/A | #N/A
MD | 6731 | Parts |  | BOOTS (HV) | A60401034 | 67318200095 | BOOTS (HV),MS-BOOTS-1018,LSVN-MS-89-30,RED BROWN COLOUR,VIJAYA SAI/VN | ea | M10 | 9 | 9 | #N/A | #N/A
MD | 6731 | Parts |  | BOOTS (LV) | A60500001 | 67318200096 | BOOTS (LV),BOOTS-LV-047,LSVN-LV-0262,0.4 KV,BLACK COLOUR | ea | M10 | 2 | 2 | #N/A | #N/A
MD | 6731 | Parts |  | BOOTS (LV) | A60500135 | 67318200097 | BOOTS (LV),BOOTS-MCC-001,LSVN-SMCC-0005,BLACK COLOUR | ea | E31 | 44 | 44 | #N/A | #N/A
MD | 6731 | Parts |  | BOOTS (LV) | A60500139 | 67318200098 | BOOTS (LV),BOOTS-MCC-002,LSVN-SMCC-0009,BLACK COLOUR | ea | E31 | 88 | 88 | #N/A | #N/A
MD | 6731 | Parts |  | BOOTS (LV) | A60500139 | 67318200098 | BOOTS (LV),BOOTS-MCC-002,LSVN-SMCC-0009,BLACK COLOUR | ea | M10 | 20 | 20 | #N/A | #N/A
MD | 6731 | Parts |  | BOOTS (LV) | A60500141 | 67318200099 | BOOTS (LV),BOOTS-MCC-002,LSVN-SMCC-0011,BLACK COLOUR | ea | E31 | 40 | 40 | #N/A | #N/A
MD | 6731 | Parts |  | BOOTS (LV) | A60500142 | 67318200100 | BOOTS (LV),BOOTS-MCC-002,LSVN-SMCC-0012,BLACK COLOUR | ea | E31 | 56 | 56 | #N/A | #N/A
MD | 6731 | Parts |  | BOOTS (LV) | A60500155 | 67318200101 | BOOTS (LV),BOOTS-LV-072,LSVN-LV-0403,0.4 KV,BLACK COLOUR | ea | M10 | 4 | 4 | #N/A | #N/A
MD | 6731 | Parts |  | BOOTS (LV) | A60500226 | 67318200102 | BOOTS (LV),BOOTS-LV-084,LSVN-LV-0465,0.4 KV,BLACK COLOUR | ea | M10 | 1 | 1 | #N/A | #N/A
MD | 6731 | Parts |  | BOOTS (LV) | A60500237 | 67318200103 | BOOTS (LV),BOOTS-MCC-006,LSVN-SMCC-0032,BLACK COLOUR | ea | M10 | 4 | 4 | #N/A | #N/A
MD | 6731 | Parts |  | BOOTS (LV) | A60500241 | 67318200104 | BOOTS (LV),BOOTS-LV-085,LSVN-LV-0475,0.4 KV,BLACK COLOUR | ea | M10 | 18 | 18 | #N/A | #N/A
MD | 6731 | Parts |  | BOOTS (LV) | A60500352 | 67318200105 | BOOTS (LV),BOOTS-MCC-009,LSVN-SMCC-0052,BLACK COLOUR,SEOUL DIPPING/KOREA | ea | M10 | 4 | 4 | #N/A | #N/A
MD | 6731 | Parts |  | BOOTS (LV) | A60500353 | 67318200106 | BOOTS (LV),BOOTS-MCC-009,LSVN-SMCC-0053,BLACK COLOUR,SEOUL DIPPING/KOREA | ea | M10 | 4 | 4 | #N/A | #N/A
MD | 6731 | Parts |  | BOOTS (LV) | A60500437 | 67318200107 | BOOTS (LV),BOOTS-MCC-010,LSVN-SMCC-0058,BLACK COLOUR,SEOUL DIPPING/KOREA | ea | M10 | 64 | 64 | #N/A | #N/A
MD | 6731 | Parts |  | BOOTS (LV) | A60500507 | 67318200108 | BOOTS (LV),BOOTS-LV-127,LSVN-LV-0717,0.4 KV,1C-300SQ,BLACK COLOUR,SEOUL DIPPING/KOREA | ea | M10 | 2 | 2 | #N/A | #N/A
MD | 6731 | Parts |  | BOOTS (LV) | A60500529 | 67318200109 | BOOTS (LV),BOOTS-LV-081,LSVN-LV-0453,BLACK COLOUR,SEOUL DIPPING | ea | M10 | 1 | 1 | #N/A | #N/A
MD | 6731 | Parts |  | BOOTS (LV) | A60500571 | 67318200110 | BOOTS (LV),BOOTS-LV-136,LSVN-LV-0770,0.4 KV,BLACK COLOUR,SEOUL DIPPING/KOREA | ea | M10 | 6 | 6 | #N/A | #N/A
MD | 6731 | Parts |  | BOOTS (LV) | A60500683 | 67318200111 | BOOTS (LV),BOOTS-LV-153,LSVN-LV-0869,0.4 KV,BLACK COLOUR,VIJAYA SAI/VN | ea | M10 | 4 | 4 | #N/A | #N/A
MD | 6731 | Parts |  | BOOTS (LV) | A60500690 | 67318200112 | BOOTS (LV),BOOTS-LV-154,LSVN-LV-0876,0.4 KV,BLACK COLOUR,VIJAYA SAI/VN | ea | M10 | 1 | 1 | #N/A | #N/A
MD | 6731 | Parts |  | BOOTS (LV) | A60500701 | 67318200113 | BOOTS (LV),BOOTS-LV-145,LSVN-LV-0826,0.4 KV,BLACK COLOUR,VIJAYA SAI/VN | ea | M10 | 4 | 4 | #N/A | #N/A
MD | 6731 | Parts |  | BOOTS (LV) | A60500705 | 67318200114 | BOOTS (LV),BOOTS-LV-143,LSVN-LV-0814,0.4 KV,BLACK COLOUR,VIJAYA SAI/VN | ea | M10 | 6 | 6 | #N/A | #N/A
MD | 6731 | Parts |  | BOOTS (LV) | A60500707 | 67318200115 | BOOTS (LV),BOOTS-LV-154,LSVN-LV-0878,0.4 KV,WHITE TRANSPARENT,VIJAYA SAI/VN | ea | M10 | 42 | 42 | #N/A | #N/A
MD | 6731 | Parts |  | BOOTS (LV) | A60500708 | 67318200116 | BOOTS (LV),BOOTS-LV-154,LSVN-LV-0879,0.4 KV,WHITE TRANSPARENT,VIJAYA SAI/VN | ea | M10 | 132 | 132 | #N/A | #N/A
MD | 6731 | Parts |  | BOOTS (LV) | A60500709 | 67318200117 | BOOTS (LV),BOOTS-LV-154,LSVN-LV-0880,0.4 KV,WHITE TRANSPARENT,VIJAYA SAI/VN | ea | M10 | 210 | 210 | #N/A | #N/A
MD | 6731 | Parts |  | BOOTS (LV) | A60500710 | 67318200118 | BOOTS (LV),BOOTS-LV-155,LSVN-LV-0881,0.4 KV,WHITE TRANSPARENT,VIJAYA SAI/VN | ea | M10 | 39 | 39 | #N/A | #N/A
MD | 6731 | Parts |  | BOOTS (LV) | A60500711 | 67318200119 | BOOTS (LV),BOOTS-LV-155,LSVN-LV-0882,0.4 KV,WHITE TRANSPARENT,VIJAYA SAI/VN | ea | M10 | 47 | 47 | #N/A | #N/A
MD | 6731 | Parts |  | BOOTS (LV) | A60500712 | 67318200120 | BOOTS (LV),BOOTS-LV-155,LSVN-LV-0883,0.4 KV,WHITE TRANSPARENT,VIJAYA SAI/VN | ea | M10 | 34 | 34 | #N/A | #N/A
MD | 6731 | Parts |  | BOOTS (LV) | A60500722 | 67318200121 | BOOTS (LV),BOOTS-LV-157,LSVN-LV-0894,0.4 KV,BLACK COLOUR,SEOUL DIPPING/KOREA | ea | M10 | 13 | 13 | #N/A | #N/A
MD | 6731 | Parts |  | BOOTS (LV) | A60500775 | 67318200122 | BOOTS (LV),BOOTS-LV-001,LSVN-LV-0005,0.4 KV,WHITE TRANSPARENT,SEOUL DIPPING/KOREA | ea | M10 | 16 | 16 | #N/A | #N/A
MD | 6731 | Parts |  | BOOTS (LV) | A60500800 | 67318200123 | BOOTS (LV),BOOTS MCC - 012,LSVN-HMCC-0007,0.4 KV,BLACK COLOUR,SEOUL DIPPING/KOREA | ea | M10 | 12 | 12 | #N/A | #N/A
MD | 6731 | Parts |  | BOOTS (LV) | A60500801 | 67318200124 | BOOTS (LV),BOOTS MCC - 012,LSVN-HMCC-0008,0.4 KV,BLACK COLOUR,SEOUL DIPPING/KOREA | ea | M10 | 12 | 12 | #N/A | #N/A
MD | 6731 | Parts |  | BOOTS (LV) | A60500802 | 67318200125 | BOOTS (LV),BOOTS MCC - 012,LSVN-HMCC-0009,0.4 KV,BLACK COLOUR,SEOUL DIPPING/KOREA | ea | M10 | 12 | 12 | #N/A | #N/A
MD | 6731 | Parts |  | BOOTS (LV) | A60500878 | 67318200126 | BOOTS (LV),BOOTS MCC - 017,LSVN-HMCC-0041,0.4 KV,WHITE TRANSPARENT,SEOUL DIPPING/KOREA | ea | M10 | 3 | 3 | #N/A | #N/A
MD | 6731 | Parts |  | BOOTS (LV) | A60500879 | 67318200127 | BOOTS (LV),BOOTS MCC - 017,LSVN-HMCC-0042,0.4 KV,WHITE TRANSPARENT,SEOUL DIPPING/KOREA | ea | M10 | 3 | 3 | #N/A | #N/A
MD | 6731 | Parts |  | BOOTS (LV) | A60500880 | 67318200128 | BOOTS (LV),BOOTS MCC - 018,LSVN-HMCC-0043,0.4 KV,WHITE TRANSPARENT,SEOUL DIPPING/KOREA | ea | M10 | 6 | 6 | #N/A | #N/A
MD | 6731 | Parts |  | BOOTS (LV) | A60500881 | 67318200129 | BOOTS (LV),BOOTS MCC - 018,LSVN-HMCC-0044,0.4 KV,WHITE TRANSPARENT,SEOUL DIPPING/KOREA | ea | M10 | 6 | 6 | #N/A | #N/A
MD | 6731 | Parts |  | BOOTS (LV) | A60500892 | 67318200130 | BOOTS (LV),BOOTS MCC - 013,LSVN-HMCC-0016,0.4 KV,WHITE TRANSPARENT,VIJAYA SAI/VN | ea | M10 | 10 | 10 | #N/A | #N/A
MD | 6731 | Parts |  | BOOTS (LV) | A60500893 | 67318200131 | BOOTS (LV),BOOTS MCC - 013,LSVN-HMCC-0017,0.4 KV,WHITE TRANSPARENT,VIJAYA SAI/VN | ea | M10 | 5 | 5 | #N/A | #N/A
MD | 6731 | Parts |  | BOOTS (LV) | A60500894 | 67318200132 | BOOTS (LV),BOOTS MCC - 019,LSVN-HMCC-0051,0.4 KV,WHITE TRANSPARENT,VIJAYA SAI/VN | ea | M10 | 9 | 9 | #N/A | #N/A
MD | 6731 | Parts |  | BOOTS (LV) | A60500895 | 67318200133 | BOOTS (LV),BOOTS MCC - 019,LSVN-HMCC-0052,0.4 KV,WHITE TRANSPARENT,VIJAYA SAI/VN | ea | M10 | 2 | 2 | #N/A | #N/A
MD | 7021 | Parts |  | BUSBAR INSULATION COVER | A60800021 | 70218200038 | BUSBAR INSULATION COVER,LV,LSVN-SMCC-0007,PVC,BLACK COLOR,SEOUL DIPPING/KOREA | ea | E31 | 16 | 16 | ea | BUSBAR,BUSBAR INSULATION COVER- LV,LSVN-SMCC-0007,PVC (BLACK COLOR),SEOUL DIPPING/KOREA
MD | 7021 | Parts |  | BUSBAR INSULATION COVER | A60800103 | 70218200039 | BUSBAR INSULATION COVER,24kV,LSVN-MS-16-30,PVC,RED BROWN COLOR,SEOUL DIPPING/KOREA | ea | M10 | 3 | 3 | ea | BUSBAR,BUSBAR INSULATION COVER- 24kV,LSVN-MS-16-30,PVC (RED BROWN COLOR),SEOUL DIPPING/KOREA
MD | 7021 | Parts |  | BUSBAR INSULATION COVER | A60800111 | 70218200040 | BUSBAR INSULATION COVER,24kV,LSVN-MS-49-30,PVC,RED BROWN COLOR,SEOUL DIPPING/KOREA | ea | M10 | 3 | 3 | ea | BUSBAR,BUSBAR INSULATION COVER- 24kV,LSVN-MS-49-30,PVC (RED BROWN COLOR),SEOUL DIPPING/KOREA
MD | 7021 | Parts |  | BUSBAR INSULATION COVER | A60800156 | 70218200041 | BUSBAR INSULATION COVER,LV,LSVN-LV-0411,PVC,BLACK COLOR,SEOUL DIPPING/KOREA | ea | E31 | 315 | 315 | ea | BUSBAR,BUSBAR INSULATION COVER- LV,LSVN-LV-0411,PVC (BLACK COLOR),SEOUL DIPPING/KOREA
MD | 7021 | Parts |  | BUSBAR INSULATION COVER | A60800163 | 70218200042 | BUSBAR INSULATION COVER,LV,LSVN-LV-0457,PVC,BLACK COLOR,SEOUL DIPPING/KOREA | ea | E31 | 119 | 119 | ea | BUSBAR,BUSBAR INSULATION COVER- LV,LSVN-LV-0457,PVC (BLACK COLOR),SEOUL DIPPING/KOREA
MD | 7021 | Parts |  | BUSBAR INSULATION COVER | A60800167 | 70218200043 | BUSBAR INSULATION COVER,LV,LSVN-LV-0568,PVC,BLACK COLOR,SEOUL DIPPING/KOREA | ea | E31 | 114 | 114 | ea | BUSBAR,BUSBAR INSULATION COVER- LV,LSVN-LV-0568,PVC (BLACK COLOR),SEOUL DIPPING/KOREA
MD | 7021 | Parts |  | BUSBAR INSULATION COVER | A60800179 | 70218200044 | BUSBAR INSULATION COVER,LV,LSVN-LV-0621,PVC,BLACK COLOR,SEOUL DIPPING/KOREA | ea | E31 | 4 | 4 | ea | BUSBAR,BUSBAR INSULATION COVER- LV,LSVN-LV-0621,PVC (BLACK COLOR),SEOUL DIPPING/KOREA
MD | 7021 | Parts |  | BUSBAR INSULATION COVER | A60800180 | 70218200045 | BUSBAR INSULATION COVER,LV,LSVN-LV-0622,PVC,BLACK COLOR,SEOUL DIPPING/KOREA | ea | E31 | 3 | 3 | ea | BUSBAR,BUSBAR INSULATION COVER- LV,LSVN-LV-0622,PVC (BLACK COLOR),SEOUL DIPPING/KOREA
MD | 7021 | Parts |  | BUSBAR INSULATION COVER | A60800181 | 70218200046 | BUSBAR INSULATION COVER,LV,LSVN-LV-0623,PVC,BLACK COLOR,SEOUL DIPPING/KOREA | ea | E31 | 48 | 48 | ea | BUSBAR,BUSBAR INSULATION COVER- LV,LSVN-LV-0623,PVC (BLACK COLOR),SEOUL DIPPING/KOREA
MD | 7021 | Parts |  | BUSBAR INSULATION COVER | A60800182 | 70218200047 | BUSBAR INSULATION COVER,LV,LSVN-LV-0624,PVC,BLACK COLOR,SEOUL DIPPING/KOREA | ea | E31 | 51 | 51 | ea | BUSBAR,BUSBAR INSULATION COVER- LV,LSVN-LV-0624,PVC (BLACK COLOR),SEOUL DIPPING/KOREA
MD | 7021 | Parts |  | BUSBAR INSULATION COVER | A60800217 | 70218200048 | BUSBAR INSULATION COVER,LV,LSVN-LV-1019,PVC,BLACK COLOR,SEOUL DIPPING/KOREA | ea | E31 | 2 | 2 | ea | BUSBAR,BUSBAR INSULATION COVER- LV,LSVN-LV-1019,PVC (BLACK COLOR),SEOUL DIPPING/KOREA
MD | 7021 | Parts |  | BUSBAR INSULATION COVER | A60800218 | 70218200049 | BUSBAR INSULATION COVER,LV,LSVN-LV-1020,PVC,BLACK COLOR,SEOUL DIPPING/KOREA | ea | E31 | 2 | 2 | ea | BUSBAR,BUSBAR INSULATION COVER- LV,LSVN-LV-1020,PVC (BLACK COLOR),SEOUL DIPPING/KOREA
MD | 7021 | Parts |  | BUSBAR INSULATION COVER | A60800230 | 70218200050 | BUSBAR INSULATION COVER,24kV,LSVN-MS-68-30,PVC,RED BROWN COLOR,SEOUL DIPPING/KOREA | ea | M10 | 3 | 3 | ea | BUSBAR,BUSBAR INSULATION COVER- 24kV,LSVN-MS-68-30,PVC (RED BROWN COLOR),SEOUL DIPPING/KOREA
MD | 7021 | Parts |  | BUSBAR INSULATION COVER | A60800239 | 70218200051 | BUSBAR INSULATION COVER,LV,BOOTS-LV-178,LSVN-LV-1022,PVC,BLACK COLOR,SEOUL DIPPING/KOREA | ea | E31 | 336 | 336 | ea | BUSBAR,BUSBAR INSULATION COVER- LV,BOOTS-LV-178,LSVN-LV-1022,PVC (BLACK COLOR),SEOUL DIPPING/KOREA
MD | 7021 | Parts |  | BUSBAR INSULATION COVER | A60800240 | 70218200052 | BUSBAR INSULATION COVER,LV,BOOTS-LV-178,LSVN-LV-1023,PVC,BLACK COLOR,SEOUL DIPPING/KOREA | ea | E31 | 666 | 666 | ea | BUSBAR,BUSBAR INSULATION COVER- LV,BOOTS-LV-178,LSVN-LV-1023,PVC (BLACK COLOR),SEOUL DIPPING/KOREA
MD | 7021 | Parts |  | BUSBAR INSULATION COVER | A60800241 | 70218200053 | BUSBAR INSULATION COVER,LV,BOOTS-LV-178,LSVN-LV-1024,PVC,BLACK COLOR,SEOUL DIPPING/KOREA | ea | E31 | 272 | 272 | ea | BUSBAR,BUSBAR INSULATION COVER- LV,BOOTS-LV-178,LSVN-LV-1024,PVC (BLACK COLOR),SEOUL DIPPING/KOREA
MD | 7021 | Parts |  | BUSBAR INSULATION COVER | A60800242 | 70218200054 | BUSBAR INSULATION COVER,LV,BOOTS-LV-179,LSVN-LV-1025,PVC,TRANSPARENT,SEOUL DIPPING/KOREA | ea | E31 | 1474 | 1474 | ea | BUSBAR,BUSBAR INSULATION COVER- LV,BOOTS-LV-179,LSVN-LV-1025,PVC (TRANSPARENT),SEOUL DIPPING/KOREA
MD | 7021 | Parts |  | BUSBAR INSULATION COVER | A60800243 | 70218200055 | BUSBAR INSULATION COVER,LV,BOOTS-LV-179,LSVN-LV-1026,PVC,BLACK COLOR,SEOUL DIPPING/KOREA | ea | E31 | 6 | 6 | ea | BUSBAR,BUSBAR INSULATION COVER- LV,BOOTS-LV-179,LSVN-LV-1026,PVC (BLACK COLOR),SEOUL DIPPING/KOREA
MD | 7021 | Parts |  | BUSBAR INSULATION COVER | A60800244 | 70218200056 | BUSBAR INSULATION COVER,LV,BOOTS-LV-179,LSVN-LV-1027,PVC,TRANSPARENT,SEOUL DIPPING/KOREA | ea | E31 | 12 | 12 | ea | BUSBAR,BUSBAR INSULATION COVER- LV,BOOTS-LV-179,LSVN-LV-1027,PVC (TRANSPARENT),SEOUL DIPPING/KOREA
MD | 7021 | Parts |  | BUSBAR INSULATION COVER | A60800245 | 70218200057 | BUSBAR INSULATION COVER,LV,BOOTS-LV-179,LSVN-LV-1028,PVC,BLACK COLOR,SEOUL DIPPING/KOREA | ea | E31 | 173 | 173 | ea | BUSBAR,BUSBAR INSULATION COVER- LV,BOOTS-LV-179,LSVN-LV-1028,PVC (BLACK COLOR),SEOUL DIPPING/KOREA
MD | 7021 | Parts |  | BUSBAR INSULATION COVER | A60800246 | 70218200058 | BUSBAR INSULATION COVER,LV,BOOTS-LV-179,LSVN-LV-1029,PVC,BLACK COLOR,SEOUL DIPPING/KOREA | ea | E31 | 173 | 173 | ea | BUSBAR,BUSBAR INSULATION COVER- LV,BOOTS-LV-179,LSVN-LV-1029,PVC (BLACK COLOR),SEOUL DIPPING/KOREA
MD | 7021 | Parts |  | BUSBAR INSULATION COVER | A60800249 | 70218200059 | BUSBAR INSULATION COVER,LV,BOOTS-LV-180,LSVN-LV-1032,PVC,BLACK COLOR,SEOUL DIPPING/KOREA | ea | E31 | 102 | 102 | ea | BUSBAR,BUSBAR INSULATION COVER- LV,BOOTS-LV-180,LSVN-LV-1032,PVC (BLACK COLOR),SEOUL DIPPING/KOREA
MD | 7021 | Parts |  | BUSBAR INSULATION COVER | A60800250 | 70218200060 | BUSBAR INSULATION COVER,LV,BOOTS-LV-180,LSVN-LV-1033,PVC,BLACK COLOR,SEOUL DIPPING/KOREA | ea | E31 | 102 | 102 | ea | BUSBAR,BUSBAR INSULATION COVER- LV,BOOTS-LV-180,LSVN-LV-1033,PVC (BLACK COLOR),SEOUL DIPPING/KOREA
MD | 7021 | Parts |  | BUSBAR INSULATION COVER | A60800251 | 70218200061 | BUSBAR INSULATION COVER,LV,BOOTS-LV-180,LSVN-LV-1034,PVC,BLACK COLOR,SEOUL DIPPING/KOREA | ea | E31 | 15 | 15 | ea | BUSBAR,BUSBAR INSULATION COVER- LV,BOOTS-LV-180,LSVN-LV-1034,PVC (BLACK COLOR),SEOUL DIPPING/KOREA
MD | 7021 | Parts |  | BUSBAR INSULATION COVER | A60800252 | 70218200062 | BUSBAR INSULATION COVER,LV,BOOTS-LV-180,LSVN-LV-1035,PVC,BLACK COLOR,SEOUL DIPPING/KOREA | ea | E31 | 9 | 9 | ea | BUSBAR,BUSBAR INSULATION COVER- LV,BOOTS-LV-180,LSVN-LV-1035,PVC (BLACK COLOR),SEOUL DIPPING/KOREA
MD | 7021 | Parts |  | BUSBAR INSULATION COVER | A60800253 | 70218200063 | BUSBAR INSULATION COVER,LV,BOOTS-LV-180,LSVN-LV-1036,PVC,TRANSPARENT,SEOUL DIPPING/KOREA | ea | E31 | 422 | 422 | ea | BUSBAR,BUSBAR INSULATION COVER- LV,BOOTS-LV-180,LSVN-LV-1036,PVC (TRANSPARENT),SEOUL DIPPING/KOREA
MD | 7021 | Parts |  | BUSBAR INSULATION COVER | A60800254 | 70218200064 | BUSBAR INSULATION COVER,LV,BOOTS-LV-181,LSVN-LV-1037,PVC,BLACK COLOR,SEOUL DIPPING/KOREA | ea | E31 | 112 | 112 | ea | BUSBAR,BUSBAR INSULATION COVER- LV,BOOTS-LV-181,LSVN-LV-1037,PVC (BLACK COLOR),SEOUL DIPPING/KOREA
MD | 7021 | Parts |  | BUSBAR INSULATION COVER | A60800255 | 70218200065 | BUSBAR INSULATION COVER,LV,BOOTS-LV-181,LSVN-LV-1038,PVC,TRANSPARENT,SEOUL DIPPING/KOREA | ea | E31 | 42 | 42 | ea | BUSBAR,BUSBAR INSULATION COVER- LV,BOOTS-LV-181,LSVN-LV-1038,PVC (TRANSPARENT),SEOUL DIPPING/KOREA
MD | 7021 | Parts |  | BUSBAR INSULATION COVER | A60800256 | 70218200066 | BUSBAR INSULATION COVER,LV,BOOTS-LV-181,LSVN-LV-1039,PVC,BLACK COLOR,SEOUL DIPPING/KOREA | ea | E31 | 24 | 24 | ea | BUSBAR,BUSBAR INSULATION COVER- LV,BOOTS-LV-181,LSVN-LV-1039,PVC (BLACK COLOR),SEOUL DIPPING/KOREA
MD | 7021 | Parts |  | BUSBAR INSULATION COVER | A60800257 | 70218200067 | BUSBAR INSULATION COVER,LV,BOOTS-LV-181,LSVN-LV-1040,PVC,BLACK COLOR,SEOUL DIPPING/KOREA | ea | E31 | 6 | 6 | ea | BUSBAR,BUSBAR INSULATION COVER- LV,BOOTS-LV-181,LSVN-LV-1040,PVC (BLACK COLOR),SEOUL DIPPING/KOREA
MD | 7021 | Parts |  | BUSBAR INSULATION COVER | A60800258 | 70218200068 | BUSBAR INSULATION COVER,LV,BOOTS-LV-181,LSVN-LV-1041,PVC,BLACK COLOR,SEOUL DIPPING/KOREA | ea | E31 | 6 | 6 | ea | BUSBAR,BUSBAR INSULATION COVER- LV,BOOTS-LV-181,LSVN-LV-1041,PVC (BLACK COLOR),SEOUL DIPPING/KOREA
MD | 7021 | Parts |  | BUSBAR INSULATION COVER | A60800259 | 70218200069 | BUSBAR INSULATION COVER,LV,BOOTS-LV-181,LSVN-LV-1042,PVC,BLACK COLOR,SEOUL DIPPING/KOREA | ea | E31 | 46 | 46 | ea | BUSBAR,BUSBAR INSULATION COVER- LV,BOOTS-LV-181,LSVN-LV-1042,PVC (BLACK COLOR),SEOUL DIPPING/KOREA
MD | 7021 | Parts |  | BUSBAR INSULATION COVER | A60800260 | 70218200070 | BUSBAR INSULATION COVER,LV,BOOTS-LV-182,LSVN-LV-1043,PVC,BLACK COLOR,SEOUL DIPPING/KOREA | ea | E31 | 9 | 9 | ea | BUSBAR,BUSBAR INSULATION COVER- LV,BOOTS-LV-182,LSVN-LV-1043,PVC (BLACK COLOR),SEOUL DIPPING/KOREA
MD | 7021 | Parts |  | BUSBAR INSULATION COVER | A60800261 | 70218200071 | BUSBAR INSULATION COVER,LV,BOOTS-LV-182,LSVN-LV-1044,PVC,BLACK COLOR,SEOUL DIPPING/KOREA | ea | E31 | 9 | 9 | ea | BUSBAR,BUSBAR INSULATION COVER- LV,BOOTS-LV-182,LSVN-LV-1044,PVC (BLACK COLOR),SEOUL DIPPING/KOREA
MD | 7021 | Parts |  | BUSBAR INSULATION COVER | A60800262 | 70218200072 | BUSBAR INSULATION COVER,LV,BOOTS-LV-182,LSVN-LV-1045,PVC,BLACK COLOR,SEOUL DIPPING/KOREA | ea | E31 | 90 | 90 | ea | BUSBAR,BUSBAR INSULATION COVER- LV,BOOTS-LV-182,LSVN-LV-1045,PVC (BLACK COLOR),SEOUL DIPPING/KOREA
MD | 7021 | Parts |  | BUSBAR INSULATION COVER | A60800263 | 70218200073 | BUSBAR INSULATION COVER,LV,BOOTS-LV-182,LSVN-LV-1046,PVC,BLACK COLOR,SEOUL DIPPING/KOREA | ea | E31 | 90 | 90 | ea | BUSBAR,BUSBAR INSULATION COVER- LV,BOOTS-LV-182,LSVN-LV-1046,PVC (BLACK COLOR),SEOUL DIPPING/KOREA
MD | 7021 | Parts |  | BUSBAR INSULATION COVER | A60800264 | 70218200074 | BUSBAR INSULATION COVER,LV,BOOTS-LV-182,LSVN-LV-1047,PVC,BLACK COLOR,SEOUL DIPPING/KOREA | ea | E31 | 6 | 6 | ea | BUSBAR,BUSBAR INSULATION COVER- LV,BOOTS-LV-182,LSVN-LV-1047,PVC (BLACK COLOR),SEOUL DIPPING/KOREA
MD | 7021 | Parts |  | BUSBAR INSULATION COVER | A60800265 | 70218200075 | BUSBAR INSULATION COVER,LV,BOOTS-LV-182,LSVN-LV-1048,PVC,BLACK COLOR,SEOUL DIPPING/KOREA | ea | E31 | 18 | 18 | ea | BUSBAR,BUSBAR INSULATION COVER- LV,BOOTS-LV-182,LSVN-LV-1048,PVC (BLACK COLOR),SEOUL DIPPING/KOREA
MD | 7021 | Parts |  | BUSBAR INSULATION COVER | A60800266 | 70218200076 | BUSBAR INSULATION COVER,LV,BOOTS-LV-183,LSVN-LV-1049,PVC,BLACK COLOR,SEOUL DIPPING/KOREA | ea | E31 | 24 | 24 | ea | BUSBAR,BUSBAR INSULATION COVER- LV,BOOTS-LV-183,LSVN-LV-1049,PVC (BLACK COLOR),SEOUL DIPPING/KOREA
MD | 7021 | Parts |  | BUSBAR INSULATION COVER | A60800267 | 70218200077 | BUSBAR INSULATION COVER,LV,BOOTS-LV-183,LSVN-LV-1050,PVC,BLACK COLOR,SEOUL DIPPING/KOREA | ea | E31 | 16 | 16 | ea | BUSBAR,BUSBAR INSULATION COVER- LV,BOOTS-LV-183,LSVN-LV-1050,PVC (BLACK COLOR),SEOUL DIPPING/KOREA
MD | 7021 | Parts |  | BUSBAR INSULATION COVER | A60800268 | 70218200078 | BUSBAR INSULATION COVER,LV,BOOTS-LV-183,LSVN-LV-1051,PVC,BLACK COLOR,SEOUL DIPPING/KOREA | ea | E31 | 4 | 4 | ea | BUSBAR,BUSBAR INSULATION COVER- LV,BOOTS-LV-183,LSVN-LV-1051,PVC (BLACK COLOR),SEOUL DIPPING/KOREA
MD | 7021 | Parts |  | BUSBAR INSULATION COVER | A60800269 | 70218200079 | BUSBAR INSULATION COVER,LV,BOOTS-LV-183,LSVN-LV-1052,PVC,BLACK COLOR,SEOUL DIPPING/KOREA | ea | E31 | 2 | 2 | ea | BUSBAR,BUSBAR INSULATION COVER- LV,BOOTS-LV-183,LSVN-LV-1052,PVC (BLACK COLOR),SEOUL DIPPING/KOREA
MD | 7021 | Parts |  | BUSBAR INSULATION COVER | A60800270 | 70218200080 | BUSBAR INSULATION COVER,LV,BOOTS-LV-183,LSVN-LV-1053,PVC,BLACK COLOR,SEOUL DIPPING/KOREA | ea | E31 | 1 | 1 | ea | BUSBAR,BUSBAR INSULATION COVER- LV,BOOTS-LV-183,LSVN-LV-1053,PVC (BLACK COLOR),SEOUL DIPPING/KOREA
MD | 7021 | Parts |  | BUSBAR INSULATION COVER | A60800271 | 70218200081 | BUSBAR INSULATION COVER,LV,BOOTS-LV-183,LSVN-LV-1054,PVC,BLACK COLOR,SEOUL DIPPING/KOREA | ea | E31 | 1 | 1 | ea | BUSBAR,BUSBAR INSULATION COVER- LV,BOOTS-LV-183,LSVN-LV-1054,PVC (BLACK COLOR),SEOUL DIPPING/KOREA
MD | 7021 | Parts |  | BUSBAR INSULATION COVER | A60800272 | 70218200082 | BUSBAR INSULATION COVER,LV,BOOTS-LV-184,LSVN-LV-1055,PVC,BLACK COLOR,SEOUL DIPPING/KOREA | ea | E31 | 2 | 2 | ea | BUSBAR,BUSBAR INSULATION COVER- LV,BOOTS-LV-184,LSVN-LV-1055,PVC (BLACK COLOR),SEOUL DIPPING/KOREA
MD | 7021 | Parts |  | BUSBAR INSULATION COVER | A60800273 | 70218200083 | BUSBAR INSULATION COVER,LV,BOOTS-LV-184,LSVN-LV-1056,PVC,BLACK COLOR,SEOUL DIPPING/KOREA | ea | E31 | 1 | 1 | ea | BUSBAR,BUSBAR INSULATION COVER- LV,BOOTS-LV-184,LSVN-LV-1056,PVC (BLACK COLOR),SEOUL DIPPING/KOREA
MD | 7021 | Parts |  | BUSBAR INSULATION COVER | A60800274 | 70218200084 | BUSBAR INSULATION COVER,LV,BOOTS-LV-184,LSVN-LV-1057,PVC,BLACK COLOR,SEOUL DIPPING/KOREA | ea | E31 | 1 | 1 | ea | BUSBAR,BUSBAR INSULATION COVER- LV,BOOTS-LV-184,LSVN-LV-1057,PVC (BLACK COLOR),SEOUL DIPPING/KOREA
MD | 7021 | Parts |  | BUSBAR INSULATION COVER | A60800275 | 70218200085 | BUSBAR INSULATION COVER,LV,BOOTS-LV-184,LSVN-LV-1058,PVC,BLACK COLOR,SEOUL DIPPING/KOREA | ea | E31 | 8 | 8 | ea | BUSBAR,BUSBAR INSULATION COVER- LV,BOOTS-LV-184,LSVN-LV-1058,PVC (BLACK COLOR),SEOUL DIPPING/KOREA
MD | 7021 | Parts |  | BUSBAR INSULATION COVER | A60800276 | 70218200086 | BUSBAR INSULATION COVER,LV,BOOTS-LV-184,LSVN-LV-1059,PVC,BLACK COLOR,SEOUL DIPPING/KOREA | ea | E31 | 2 | 2 | ea | BUSBAR,BUSBAR INSULATION COVER- LV,BOOTS-LV-184,LSVN-LV-1059,PVC (BLACK COLOR),SEOUL DIPPING/KOREA
MD | 7021 | Parts |  | BUSBAR INSULATION COVER | A60800277 | 70218200087 | BUSBAR INSULATION COVER,LV,BOOTS-LV-184,LSVN-LV-1060,PVC,BLACK COLOR,SEOUL DIPPING/KOREA | ea | E31 | 27 | 27 | ea | BUSBAR,BUSBAR INSULATION COVER- LV,BOOTS-LV-184,LSVN-LV-1060,PVC (BLACK COLOR),SEOUL DIPPING/KOREA
MD | 7021 | Parts |  | BUSBAR INSULATION COVER | A60800278 | 70218200088 | BUSBAR INSULATION COVER,LV,BOOTS-LV-185,LSVN-LV-1061,PVC,BLACK COLOR,SEOUL DIPPING/KOREA | ea | E31 | 1 | 1 | ea | BUSBAR,BUSBAR INSULATION COVER- LV,BOOTS-LV-185,LSVN-LV-1061,PVC (BLACK COLOR),SEOUL DIPPING/KOREA
MD | 7021 | Parts |  | BUSBAR INSULATION COVER | A60800279 | 70218200089 | BUSBAR INSULATION COVER,LV,BOOTS-LV-185,LSVN-LV-1062,PVC,BLACK COLOR,SEOUL DIPPING/KOREA | ea | E31 | 1 | 1 | ea | BUSBAR,BUSBAR INSULATION COVER- LV,BOOTS-LV-185,LSVN-LV-1062,PVC (BLACK COLOR),SEOUL DIPPING/KOREA
MD | 7021 | Parts |  | BUSBAR INSULATION COVER | A60800280 | 70218200090 | BUSBAR INSULATION COVER,LV,BOOTS-LV-185,LSVN-LV-1063,PVC,TRANSPARENT,SEOUL DIPPING/KOREA | ea | E31 | 35 | 35 | ea | BUSBAR,BUSBAR INSULATION COVER- LV,BOOTS-LV-185,LSVN-LV-1063,PVC (TRANSPARENT),SEOUL DIPPING/KOREA
MD | 7021 | Parts |  | BUSBAR INSULATION COVER | A60800281 | 70218200104 | BUSBAR INSULATION COVER,LV,BOOTS-LV-055,LSVN-LV-0303,PVC,TRANSPARENT,SEOUL DIPPING/KOREA | ea | E31 | 35 | 35 | ea | BUSBAR,BUSBAR INSULATION COVER- LV,BOOTS-LV-055,LSVN-LV-0303,PVC (TRANSPARENT),SEOUL DIPPING/KOREA
MD | 7021 | Parts |  | BUSBAR INSULATION COVER | A60800282 | 70218200091 | BUSBAR INSULATION COVER,LV,BOOTS-LV-074,LSVN-LV-0415,PVC,BLACK COLOR,SEOUL DIPPING/KOREA | ea | E31 | 10 | 10 | ea | BUSBAR,BUSBAR INSULATION COVER- LV,BOOTS-LV-074,LSVN-LV-0415,PVC (BLACK COLOR),SEOUL DIPPING/KOREA
MD | 7021 | Parts |  | BUSBAR INSULATION COVER | A60800283 | 70218200092 | BUSBAR INSULATION COVER,LV,BOOTS-LV-101,LSVN-LV-0562,PVC,BLACK COLOR,SEOUL DIPPING/KOREA | ea | E31 | 69 | 69 | ea | BUSBAR,BUSBAR INSULATION COVER- LV,BOOTS-LV-101,LSVN-LV-0562,PVC (BLACK COLOR),SEOUL DIPPING/KOREA
MD | 7021 | Parts |  | BUSBAR INSULATION COVER | A60800286 | 70218200093 | BUSBAR INSULATION COVER,LV,BOOTS-LV-115,LSVN-LV-0643,PVC,BLACK COLOR,SEOUL DIPPING/KOREA | ea | E31 | 6 | 6 | ea | BUSBAR,BUSBAR INSULATION COVER- LV,BOOTS-LV-115,LSVN-LV-0643,PVC (BLACK COLOR),SEOUL DIPPING/KOREA
MD | 7021 | Parts |  | BUSBAR INSULATION COVER | A60800287 | 70218200094 | BUSBAR INSULATION COVER,LV,BOOTS-LV-003,LSVN-LV-0017,PVC,BLACK COLOR,SEOUL DIPPING/KOREA | ea | E31 | 1468 | 1468 | ea | BUSBAR,BUSBAR INSULATION COVER- LV,BOOTS-LV-003,LSVN-LV-0017,PVC (BLACK COLOR),SEOUL DIPPING/KOREA
MD | 7021 | Parts |  | BUSBAR INSULATION COVER | A60800288 | 70218200095 | BUSBAR INSULATION COVER,LV,BOOTS-LV-003,LSVN-LV-0018,PVC,BLACK COLOR,SEOUL DIPPING/KOREA | ea | E31 | 410 | 410 | ea | BUSBAR,BUSBAR INSULATION COVER- LV,BOOTS-LV-003,LSVN-LV-0018,PVC (BLACK COLOR),SEOUL DIPPING/KOREA
MD | 7021 | Parts |  | BUSBAR INSULATION COVER | A60800289 | 70218200096 | BUSBAR INSULATION COVER,LV,BOOTS-LV-140,LSVN-LV-0796,PVC,BLACK COLOR,SEOUL DIPPING/KOREA | ea | E31 | 36 | 36 | ea | BUSBAR,BUSBAR INSULATION COVER- LV,BOOTS-LV-140,LSVN-LV-0796,PVC (BLACK COLOR),SEOUL DIPPING/KOREA
MD | 7021 | Parts |  | BUSBAR INSULATION COVER | A60800290 | 70218200097 | BUSBAR INSULATION COVER,LV,BOOTS-LV-058,LSVN-LV-0320,PVC,BLACK COLOR,SEOUL DIPPING/KOREA | ea | E31 | 10 | 10 | ea | BUSBAR,BUSBAR INSULATION COVER- LV,BOOTS-LV-058,LSVN-LV-0320,PVC (BLACK COLOR),SEOUL DIPPING/KOREA
MD | 7021 | Parts |  | BUSBAR INSULATION COVER | A60800291 | 70218200098 | BUSBAR INSULATION COVER,LV,BOOTS-LV-058,LSVN-LV-0321,PVC,BLACK COLOR,SEOUL DIPPING/KOREA | ea | E31 | 77 | 77 | ea | BUSBAR,BUSBAR INSULATION COVER- LV,BOOTS-LV-058,LSVN-LV-0321,PVC (BLACK COLOR),SEOUL DIPPING/KOREA
MD | 7021 | Parts |  | BUSBAR INSULATION COVER | A60800295 | 70218200099 | BUSBAR INSULATION COVER,LV,BOOTS-LV-037,LSVN-LV-0204,PVC,BLACK COLOR,SEOUL DIPPING/KOREA | ea | E31 | 8 | 8 | ea | BUSBAR,BUSBAR INSULATION COVER- LV,BOOTS-LV-037,LSVN-LV-0204,PVC (BLACK COLOR),SEOUL DIPPING/KOREA
MD | 7021 | Parts |  | BUSBAR INSULATION COVER | A60800296 | 70218200100 | BUSBAR INSULATION COVER,LV,BOOTS-LV-086,LSVN-LV-0478,PVC,BLACK COLOR,SEOUL DIPPING/KOREA | ea | E31 | 16 | 16 | ea | BUSBAR,BUSBAR INSULATION COVER- LV,BOOTS-LV-086,LSVN-LV-0478,PVC (BLACK COLOR),SEOUL DIPPING/KOREA
MD | 7021 | Parts |  | BUSBAR INSULATION COVER | A60800297 | 70218200101 | BUSBAR INSULATION COVER,LV,BOOTS-LV-170,LSVN-LV-0972,PVC,BLACK COLOR,SEOUL DIPPING/KOREA | ea | E31 | 2 | 2 | ea | BUSBAR,BUSBAR INSULATION COVER- LV,BOOTS-LV-170,LSVN-LV-0972,PVC (BLACK COLOR),SEOUL DIPPING/KOREA
MD | 7021 | Parts |  | BUSBAR INSULATION COVER | A60800298 | 70218200102 | BUSBAR INSULATION COVER,LV,BOOTS-LV-005,LSVN-LV-0027,PVC,BLACK COLOR,SEOUL DIPPING/KOREA | ea | E31 | 12 | 12 | ea | BUSBAR,BUSBAR INSULATION COVER- LV,BOOTS-LV-005,LSVN-LV-0027,PVC (BLACK COLOR),SEOUL DIPPING/KOREA
MD | 7021 | Parts |  | BUSBAR INSULATION COVER | A60800299 | 70218200103 | BUSBAR INSULATION COVER,LV,BOOTS-LV-045,LSVN-LV-0254,PVC,BLACK COLOR,SEOUL DIPPING/KOREA | ea | E31 | 12 | 12 | ea | BUSBAR,BUSBAR INSULATION COVER- LV,BOOTS-LV-045,LSVN-LV-0254,PVC (BLACK COLOR),SEOUL DIPPING/KOREA
MD | 4571 | Parts |  | BOLT | A61200005 |  | BOLT,HEX BOLT,M6,L30,SM45C,Ep-Fe/Zn 5/CM2(Cr3/White),TENSILE CLASS 8.8 | ea | M10 | 3900 | 3900 | #N/A | #N/A
MD | 4571 | Parts |  | BOLT | A61200046 |  | BOLT,HEXAGON SOCKET BUTTON HEAD SCREWS,M8,L20,STS304 | ea | E31 | 942 | 942 | #N/A | #N/A
MD | 4571 | Parts |  | BOLT | A61200046 |  | BOLT,HEXAGON SOCKET BUTTON HEAD SCREWS,M8,L20,STS304 | ea | M20 | 9858 | 9858 | #N/A | #N/A
MD | 4571 | Parts |  | BOLT | A61200099 |  | BOLT,SQUARE BOLT,P/W*1+S/W*1+NUT*1,M8,L20,SWCH,Ep-Fe/Zn 5/CM2(Cr3/White),TENSILE CLASS 5.6 | ea | M20 | 27950 | 27950 | #N/A | #N/A
MD | 4571 | Parts |  | BOLT | A61200132 |  | BOLT,HEXAGON SOCKET FLAT COUNTER HEAD CAP SCREWS,M10,L20,STS304 | ea | M10 | 1320 | 1320 | #N/A | #N/A
MD | 4571 | Parts |  | BOLT | A61200141 |  | BOLT,HEX BOLT,P/W*2+S/W*1+NUT*1,M10,L50,SM45C,Ep-Fe/Zn 5/CM2(Cr3/White),TENSILE CLASS 8.8 | set | M20 | 1200 | 1200 | #N/A | #N/A
MD | 4571 | Parts |  | BOLT | A61200143 |  | BOLT,HEX BOLT,P/W*2+S/W*1+NUT*1,M10,L60,SM45C,Ep-Fe/Zn 5/CM2(Cr3/White),TENSILE CLASS 8.8 | set | M10 | 210 | 210 | #N/A | #N/A
MD | 4571 | Parts |  | BOLT | A61200143 |  | BOLT,HEX BOLT,P/W*2+S/W*1+NUT*1,M10,L60,SM45C,Ep-Fe/Zn 5/CM2(Cr3/White),TENSILE CLASS 8.8 | set | M20 | 790 | 790 | #N/A | #N/A
MD | 4571 | Parts |  | BOLT | A61200144 |  | BOLT,HEX BOLT,P/W*2+S/W*1+NUT*1,M10,L70,SM45C,Ep-Fe/Zn 5/CM2(Cr3/White),TENSILE CLASS 8.8 | set | M10 | 300 | 300 | #N/A | #N/A
MD | 4571 | Parts |  | BOLT | A61200146 |  | BOLT,HEX BOLT,P/W*2+S/W*1+NUT*1,M12,L30,SM45C,Ep-Fe/Zn 5/CM2(Cr3/White),TENSILE CLASS 8.8 | set | E31 | 3920 | 3920 | #N/A | #N/A
MD | 4571 | Parts |  | BOLT | A61200146 |  | BOLT,HEX BOLT,P/W*2+S/W*1+NUT*1,M12,L30,SM45C,Ep-Fe/Zn 5/CM2(Cr3/White),TENSILE CLASS 8.8 | set | M20 | 1955 | 1955 | #N/A | #N/A
MD | 4571 | Parts |  | BOLT | A61200155 |  | BOLT,HEX BOLT,P/W*2+S/W*1+NUT*1,M12,L80,SM45C,Ep-Fe/Zn 5/CM2(Cr3/White),TENSILE CLASS 8.8 | set | M20 | 5315 | 5315 | #N/A | #N/A
MD | 4571 | Parts |  | BOLT | A61200157 |  | BOLT,HEX BOLT,P/W*2+S/W*1+NUT*1,M12,L60,SM45C,Ep-Fe/Zn 5/CM2(Cr3/White),TENSILE CLASS 8.8 | set | M10 | 491 | 491 | #N/A | #N/A
MD | 4571 | Parts |  | BOLT | A61200157 |  | BOLT,HEX BOLT,P/W*2+S/W*1+NUT*1,M12,L60,SM45C,Ep-Fe/Zn 5/CM2(Cr3/White),TENSILE CLASS 8.8 | set | M20 | 439 | 439 | #N/A | #N/A
MD | 4571 | Parts |  | BOLT | A61200159 |  | BOLT,HEX BOLT,P/W*2+S/W*1+NUT*1,M12,L40,SM45C,Ep-Fe/Zn 5/CM2(Cr3/White),TENSILE CLASS 8.8 | set | M20 | 495 | 495 | #N/A | #N/A
MD | 4571 | Parts |  | BOLT | A61200179 |  | BOLT,HEX BOLT,P/W*2+S/W*1+NUT*1,M12,L50,SM45C,Ep-Fe/Zn 5/CM2(Cr3/White),TENSILE CLASS 8.8 | set | M10 | 96 | 96 | #N/A | #N/A
MD | 4571 | Parts |  | BOLT | A61200181 |  | BOLT,HEX BOLT,P/W*2+S/W*1+NUT*1,M10,L20,SM45C,Ep-Fe/Zn 5/CM2(Cr3/White),TENSILE CLASS 8.8 | set | M20 | 5200 | 5200 | #N/A | #N/A
MD | 4571 | Parts |  | BOLT | A61200184 |  | BOLT,HEX BOLT,P/W*2+S/W*1+NUT*1,M12,L90,SM45C,Ep-Fe/Zn 5/CM2(Cr3/White),TENSILE CLASS 8.8 | set | M20 | 1130 | 1130 | #N/A | #N/A
MD | 4571 | Parts |  | BOLT | A61200185 |  | BOLT,HEX BOLT,P/W*2+S/W*1+NUT*1,M12,L95,SM45C,Ep-Fe/Zn 5/CM2(Cr3/White),TENSILE CLASS 8.8 | set | M20 | 450 | 450 | #N/A | #N/A
MD | 4571 | Parts |  | BOLT | A61200186 |  | BOLT,HEX BOLT,P/W*2+S/W*1+NUT*1,M12,L100,SM45C,Ep-Fe/Zn 5/CM2(Cr3/White),TENSILE CLASS 8.8 | set | M20 | 250 | 250 | #N/A | #N/A
MD | 4571 | Parts |  | BOLT | A61200191 |  | BOLT,HEX BOLT,P.S/W,M10,L20,SM45C,Ep-Fe/Zn 5/CM2(Cr3/White),TENSILE CLASS 8.8 | ea | M10 | 1400 | 1400 | #N/A | #N/A
MD | 4571 | Parts |  | BOLT | A61200195 |  | BOLT,BOLT,HEX,P.S/W,M10,L40,SM45C,Ep-Fe/Zn 5/CM2(Cr3/White),TENSILE CLASS 8.8 | ea | M10 | 5392 | 5392 | #N/A | #N/A
MD | 4571 | Parts |  | BOLT | A61200200 |  | BOLT,HEX BOLT,P/W*2+S/W*1+NUT*1,M10,L65,SM45C,Ep-Fe/Zn 5/CM2(Cr3/White),TENSILE CLASS 8.8 | ea | M10 | 500 | 500 | #N/A | #N/A
MD | 4571 | Parts |  | BOLT | A61200202 |  | BOLT,HEX BOLT,P/W*2+S/W*1+NUT*1,M10,L40,SM45C,Ep-Fe/Zn 5/CM2(Cr3/White),TENSILE CLASS 8.8 | set | M10 | 500 | 500 | #N/A | #N/A
MD | 4571 | Parts |  | BOLT | A61200202 |  | BOLT,HEX BOLT,P/W*2+S/W*1+NUT*1,M10,L40,SM45C,Ep-Fe/Zn 5/CM2(Cr3/White),TENSILE CLASS 8.8 | set | M20 | 370 | 370 | #N/A | #N/A
MD | 4571 | Parts |  | BOLT | A61200204 |  | BOLT,HEXAGON SOCKET BUTTON HEAD SCREWS,P.S/W,M8,L10,STS304 | ea | M20 | 1956 | 1956 | #N/A | #N/A
MD | 4571 | Parts |  | BOLT | A61200208 |  | BOLT,HEX BOLT,P/W*2+S/W*1+NUT*1,M10,L25,SM45C,Ep-Fe/Zn 5/CM2(Cr3/White),TENSILE CLASS 8.8 | set | M20 | 1000 | 1000 | #N/A | #N/A
MD | 4571 | Parts |  | BOLT | A61200209 |  | BOLT,HEX BOLT,P/W*2+S/W*1+NUT*1,M10,L30,SM45C,Ep-Fe/Zn 5/CM2(Cr3/White),TENSILE CLASS 8.8 | set | E31 | 5530 | 5530 | #N/A | #N/A
MD | 4571 | Parts |  | BOLT | A61200209 |  | BOLT,HEX BOLT,P/W*2+S/W*1+NUT*1,M10,L30,SM45C,Ep-Fe/Zn 5/CM2(Cr3/White),TENSILE CLASS 8.8 | set | M10 | 250 | 250 | #N/A | #N/A
MD | 4571 | Parts |  | BOLT | A61200209 |  | BOLT,HEX BOLT,P/W*2+S/W*1+NUT*1,M10,L30,SM45C,Ep-Fe/Zn 5/CM2(Cr3/White),TENSILE CLASS 8.8 | set | M20 | 620 | 620 | #N/A | #N/A
MD | 4571 | Parts |  | BOLT | A61200212 |  | BOLT,HEX BOLT,P/W*2+S/W*1+NUT*1,M12,L65,SM45C,Ep-Fe/Zn 5/CM2(Cr3/White),TENSILE CLASS 8.8 | set | M10 | 680 | 680 | #N/A | #N/A
MD | 4571 | Parts |  | BOLT | A61200213 |  | BOLT,HEX BOLT,P/W*2+S/W*1+NUT*1,M12,L75,SM45C,Ep-Fe/Zn 5/CM2(Cr3/White),TENSILE CLASS 8.8 | set | M20 | 172 | 172 | #N/A | #N/A
MD | 4571 | Parts |  | BOLT | A61200219 |  | BOLT,BOLT,HEX,M12,L25,SWCH,Ep-Fe/Zn 5/CM2(Cr3/White),TENSILE CLASS 8.8 | ea | M20 | 92 | 92 | #N/A | #N/A
MD | 4571 | Parts |  | BOLT | A61200221 |  | BOLT,HEX BOLT,P/W*2+S/W*1+NUT*1,M12,L45,SM45C,Ep-Fe/Zn 5/CM2(Cr3/White),TENSILE CLASS 8.8 | set | M20 | 1564 | 1564 | #N/A | #N/A
MD | 4571 | Parts |  | BOLT | A61200222 |  | BOLT,HEX BOLT,P/W*2+S/W*1+NUT*1,M12,L70,SM45C,Ep-Fe/Zn 5/CM2(Cr3/White),TENSILE CLASS 8.8 | set | M20 | 192 | 192 | #N/A | #N/A
MD | 4571 | Parts |  | BOLT | A61200228 |  | BOLT,HEX BOLT,P/W*2+S/W*1+NUT*1,M12,L110,SM45C,Ep-Fe/Zn 5/CM2(Cr3/White),TENSILE CLASS 8.8 | ea | M10 | 108 | 108 | #N/A | #N/A
MD | 4571 | Parts |  | BOLT | A61200238 |  | BOLT,HEX BOLT,P/W*2+S/W*1+NUT*1,M8,L30,STS304 | set | E31 | 800 | 800 | #N/A | #N/A
MD | 4571 | Parts |  | BOLT | A61200238 |  | BOLT,HEX BOLT,P/W*2+S/W*1+NUT*1,M8,L30,STS304 | set | M10 | 900 | 900 | #N/A | #N/A
MD | 4571 | Parts |  | BOLT | A61200246 |  | BOLT,HEX BOLT,P/W*2+S/W*1+NUT*1,M10,L60,STS304 | set | M10 | 30 | 30 | #N/A | #N/A
MD | 4571 | Parts |  | BOLT | A61200257 |  | BOLT,HEX BOLT,P/W*2+S/W*1+NUT*1,M16,L55,SM45C,Ep-Fe/Zn 5/CM2(Cr3/White),TENSILE CLASS 8.8 | set | M20 | 60 | 60 | #N/A | #N/A
MD | 4571 | Parts |  | BOLT | A61200264 |  | BOLT,HEX BOLT,P/W*2+S/W*1+NUT*1,M10,L30,STS304 | set | M10 | 119 | 119 | #N/A | #N/A
MD | 4571 | Parts |  | BOLT | A61200265 |  | BOLT,HEX BOLT,P/W*2+S/W*1+NUT*1,M10,L25,STS304 | set | M10 | 200 | 200 | #N/A | #N/A
MD | 4571 | Parts |  | BOLT | A61200269 |  | BOLT,HEX BOLT,P/W*2+S/W*1+NUT*1,M12,L85,STS304 | set | M10 | 86 | 86 | #N/A | #N/A
MD | 4571 | Parts |  | BOLT | A61200271 |  | BOLT,HEX BOLT,P/W*2+S/W*1+NUT*1,M12,L50,STS304 | set | M10 | 74 | 74 | #N/A | #N/A
MD | 4571 | Parts |  | BOLT | A61200272 |  | BOLT,HEX BOLT,P/W*2+S/W*1+NUT*1,M12,L65,STS304 | set | M10 | 92 | 92 | #N/A | #N/A
MD | 4571 | Parts |  | BOLT | A61200275 |  | BOLT,HEX BOLT,P/W*2+S/W*1+NUT*1,M12,L60,STS304 | set | M10 | 102 | 102 | #N/A | #N/A
MD | 4571 | Parts |  | BOLT | A61200277 |  | BOLT,HEX BOLT,P/W*2+S/W*1+NUT*1,M8,L20,SM45C,Ep-Fe/Zn 5/CM2(Cr3/White),TENSILE CLASS 8.8 | set | M10 | 1162 | 1162 | #N/A | #N/A
MD | 4571 | Parts |  | BOLT | A61200287 |  | BOLT,HEX BOLT,P/W*2+S/W*1+NUT*1,M12,L70,STS304 | set | M10 | 375 | 375 | #N/A | #N/A
MD | 4571 | Parts |  | BOLT | A61200288 |  | BOLT,HEX BOLT,P/W*2+S/W*1+NUT*1,M12,L80,STS304 | set | M10 | 200 | 200 | #N/A | #N/A
MD | 4571 | Parts |  | BOLT | A61200292 |  | BOLT,HEX BOLT,P/W*2+S/W*1+NUT*1,M10,L90,SM45C,Ep-Fe/Zn 5/CM2(Cr3/White),TENSILE CLASS 8.8 | set | M20 | 1240 | 1240 | #N/A | #N/A
MD | 4571 | Parts |  | BOLT | A61200293 |  | BOLT,HEX BOLT,P/W*2+S/W*1+NUT*1,M10,L40,STS304 | set | M10 | 70 | 70 | #N/A | #N/A
MD | 4571 | Parts |  | BOLT | A61200297 |  | BOLT,HEX BOLT,P/W*2+S/W*1+NUT*1,M12,L55,SM45C,Ep-Fe/Zn 5/CM2(Cr3/White),TENSILE CLASS 10.9 | set | M10 | 1905 | 1905 | #N/A | #N/A
MD | 4571 | Parts |  | BOLT | A61200309 |  | BOLT,HEX BOLT,P/W*2+S/W*1+NUT*1,M12,L105,SM45C,Ep-Fe/Zn 5/CM2(Cr3/White),TENSILE CLASS 8.8 | set | M20 | 210 | 210 | #N/A | #N/A
MD | 4571 | Parts |  | BOLT | A61200331 |  | BOLT,HEX BOLT,P/W*2+S/W*1+NUT*1,M12,L85,SM45C,Ep-Fe/Zn 5/CM2(Cr3/White),TENSILE CLASS 8.8 | set | M20 | 770 | 770 | #N/A | #N/A
MD | 4571 | Parts |  | BOLT | A61200360 |  | BOLT,HEX BOLT,P/W*2+S/W*1+NUT*1,M6,L30,SM45C,Ep-Fe/Zn 5/CM2(Cr3/White),TENSILE CLASS 8.8 | set | M20 | 4000 | 4000 | #N/A | #N/A
MD | 4571 | Parts |  | BOLT | A61200373 |  | BOLT,HEX BOLT,P/W*2+S/W*1,M12,L20,SM45C,Ep-Fe/Zn 5/CM2(Cr3/White),TENSILE CLASS 8.8 | ea | M20 | 2670 | 2670 | #N/A | #N/A
MD | 4571 | Parts |  | BOLT | A61200374 |  | BOLT,HEX BOLT,P/W*2+S/W*1+NUT*1,M16,L40,SM45C,Ep-Fe/Zn 5/CM2(Cr3/White),TENSILE CLASS 8.8 | set | M20 | 90 | 90 | #N/A | #N/A
MD | 4571 | Parts |  | BOLT | A61200375 |  | BOLT,HEX BOLT,P/W*2+S/W*1+NUT*1,M16,L65,SM45C,Ep-Fe/Zn 5/CM2(Cr3/White),TENSILE CLASS 8.8 | set | M20 | 59 | 59 | #N/A | #N/A
MD | 4571 | Parts |  | BOLT | A61200377 |  | BOLT,HEX BOLT,M8,L25,ABS | ea | M20 | 232 | 232 | #N/A | #N/A
MD | 4571 | Parts |  | BOLT | A61200378 |  | BOLT,HEX BOLT,P/W*2+S/W*1+NUT*1,M10,L45,SM45C,Ep-Fe/Zn 5/CM2(Cr3/White),TENSILE CLASS 8.8 | set | M20 | 900 | 900 | #N/A | #N/A
MD | 4571 | Parts |  | BOLT | A61200384 |  | BOLT,HEX BOLT,P/W*2+S/W*1+NUT*1,M12,L80,SM45C,Ep-Fe/Zn 5/CM2(Cr3/White),TENSILE CLASS 10.9 | set | M20 | 180 | 180 | #N/A | #N/A
MD | 4571 | Parts |  | BOLT | A61200388 |  | BOLT,HEX BOLT,P/W*2+S/W*1+NUT*1,M16,L90,SM45C,Ep-Fe/Zn 5/CM2(Cr3/White),TENSILE CLASS 8.8 | set | M10 | 8 | 8 | #N/A | #N/A
MD | 4571 | Parts |  | BOLT | A61200403 |  | BOLT,CLINCHING BOLT,M6,L15,TGFKCZ-080 | set | M20 | 1000 | 1000 | #N/A | #N/A
MD | 4571 | Parts |  | BOLT | A61200404 |  | BOLT,CLINCHING BOLT,M8,L30,TGFKCZ-080 | set | M20 | 6000 | 6000 | #N/A | #N/A
MD | 4571 | Parts |  | BOLT | A61200405 |  | BOLT,CLINCHING BOLT,M8,L20,TGFKCZ-080 | set | M20 | 6000 | 6000 | #N/A | #N/A
MD | 4571 | Parts |  | BOLT | A61200408 |  | BOLT,HEX COMBINED,P/W*1+S/W*1,M10,L20,TENSILE CLASS 8.8 | set | M20 | 3900 | 3900 | #N/A | #N/A
MD | 4571 | Parts |  | BOLT | A61200409 |  | BOLT,HEX COMBINED,P/W*1+S/W*1,M8,L15,TENSILE CLASS 8.8 | set | M20 | 22259 | 22259 | #N/A | #N/A
MD | 4571 | Parts |  | BOLT | A61200410 |  | BOLT,HEX COMBINED,P/W*1+S/W*1,M12,L35,TENSILE CLASS 8.8 | set | M20 | 988 | 988 | #N/A | #N/A
MD | 4571 | Parts |  | BOLT | A61200411 |  | BOLT,HEX COMBINED,P/W*1+S/W*1,M12,L40,TENSILE CLASS 8.8 | set | M20 | 1300 | 1300 | #N/A | #N/A
MD | 4571 | Parts |  | BOLT | A61200412 |  | BOLT,HEX COMBINED,P/W*1+S/W*1,M12,L45,TENSILE CLASS 8.8 | set | M20 | 2000 | 2000 | #N/A | #N/A
MD | 4571 | Parts |  | BOLT | A61200419 |  | BOLT,HEX BOLT,M6,L20,SM45C,Ep-Fe/Zn 5/CM2(Cr3/White),TENSILE CLASS 8.8 | ea | M20 | 6000 | 6000 | #N/A | #N/A
MD | 4571 | Parts |  | BOLT | A61200420 |  | BOLT,HEX BOLT,P/W*2+S/W*1,M8,L20,SM45C,Ep-Fe/Zn 5/CM2(Cr3/White),TENSILE CLASS 8.8 | ea | M20 | 12800 | 12800 | #N/A | #N/A
MD | 4571 | Parts |  | BOLT | A61200434 |  | BOLT,HEX BOLT,P/W*2+S/W*1+NUT*1,M6,L25,SM45C,Ep-Fe/Zn 5/CM2(Cr3/White),TENSILE CLASS 8.8 | set | M20 | 348 | 348 | #N/A | #N/A
MD | 4571 | Parts |  | BOLT | A61200445 |  | BOLT,HEX BOLT,P/W*2+S/W*1+NUT*1,M8,L80,SM45C,Ep-Fe/Zn 5/CM2(Cr3/White),TENSILE CLASS 8.8 | set | M20 | 1736 | 1736 | #N/A | #N/A
MD | 4571 | Parts |  | BOLT | A61200454 |  | BOLT,HEX BOLT,P/W*2+S/W*1+NUT*1,M16,L70,SM45C,Ep-Fe/Zn 5/CM2(Cr3/White),TENSILE CLASS 8.8 | set | M20 | 306 | 306 | #N/A | #N/A
MD | 4571 | Parts |  | BOLT | A61200455 |  | BOLT,HEX BOLT,P/W*2+S/W*1+NUT*1,M16,L80,SM45C,Ep-Fe/Zn 5/CM2(Cr3/White),TENSILE CLASS 8.8 | set | M20 | 234 | 234 | #N/A | #N/A
MD | 4571 | Parts |  | BOLT | A61200463 |  | BOLT,HEX SOCKET HEAD BOLT,M8,L20,SM45C,Ep-Fe/Zn 5/CM2(Cr3/White),TENSILE CLASS 8.8 | ea | M20 | 11314 | 11314 | #N/A | #N/A
MD | 4571 | Parts |  | BOLT | A61200464 |  | BOLT,HEX SOCKET HEAD BOLT,M8,L25,SM45C,Ep-Fe/Zn 5/CM2(Cr3/White),TENSILE CLASS 8.8 | ea | M20 | 10150 | 10150 | #N/A | #N/A
MD | 4571 | Parts |  | BOLT | A61200479 |  | BOLT,Thread Rod,M12,L2000,STELL,Ep-Fe/Zn 5/CM2(Cr3/White),TENSILE CLASS 8.8 | ea | M10 | 186 | 186 | #N/A | #N/A
MD | 4571 | Parts |  | BOLT | A61200485 |  | BOLT,HEX BOLT,P/W*2+S/W*1,M16,L60,SM45C,Ep-Fe/Zn 5/CM2(Cr3/White),TENSILE CLASS 8.8 | set | M10 | 121 | 121 | #N/A | #N/A
MD | 4571 | Parts |  | BOLT | A61200486 |  | BOLT,HEX BOLT,P/W*2+S/W*1+NUT*1,M10,L80,SM45C,Ep-Fe/Zn 5/CM2(Cr3/White),TENSILE CLASS 8.8 | set | M20 | 640 | 640 | #N/A | #N/A
MD | 4571 | Parts |  | BOLT | A61200493 |  | BOLT,HEX SOCKET HEAD CAP SCREW,P/W*1+S/W*1,M10,L30,SM45C,Ep-Fe/Zn 5/CM2(Cr3/White),TENSILE CLASS 8.8, DIN912 | ea | M20 | 2572 | 2572 | #N/A | #N/A
MD | 4571 | Parts |  | BOLT | A61200494 |  | BOLT,HEX SOCKET HEAD CAP SCREW,P/W*1+S/W*1,M10,L40,SM45C,Ep-Fe/Zn 5/CM2(Cr3/White),TENSILE CLASS 8.8, DIN912 | ea | M10 | 4066 | 4066 | #N/A | #N/A
MD | 4571 | Parts |  | BOLT | A61200495 |  | BOLT,HEX COMBINED,P/W*1+S/W*1,M8,L30,TENSILE CLASS 8.8 | set | M20 | 38000 | 38000 | #N/A | #N/A
MD | 4571 | Parts |  | BOLT | A61200496 |  | BOLT,HEX BOLT,M6,L25,SM45C,Ep-Fe/Zn 5/CM2(Cr3/White),TENSILE CLASS 8.8 | ea | M20 | 1500 | 1500 | #N/A | #N/A
MD | 4571 | Parts |  | BOLT | A61200500 |  | BOLT,HEX COMBINED,P/W*1+S/W*1,M8,L20,TENSILE CLASS 8.8 | set | M20 | 2450 | 2450 | #N/A | #N/A
MD | 4571 | Parts |  | BOLT | A61200501 |  | BOLT,HEX COMBINED,P/W*1+S/W*1,M8,L25,TENSILE CLASS 8.8 | set | M20 | 10700 | 10700 | #N/A | #N/A
MD | 4571 | Parts |  | BOLT | A61200502 |  | BOLT,HEX COMBINED,P/W*1+S/W*1,M10,L16,TENSILE CLASS 8.8 | set | M20 | 3100 | 3100 | #N/A | #N/A
MD | 4571 | Parts |  | BOLT | A61200504 |  | BOLT,HEX COMBINED,P/W*1+S/W*1,M10,L30,TENSILE CLASS 8.8 | set | M20 | 5000 | 5000 | #N/A | #N/A
MD | 4571 | Parts |  | BOLT | A61200505 |  | BOLT,HEX COMBINED,P/W*1+S/W*1,M10,L35,TENSILE CLASS 8.8 | set | M20 | 16100 | 16100 | #N/A | #N/A
MD | 4571 | Parts |  | BOLT | A61200506 |  | BOLT,HEX COMBINED,P/W*1+S/W*1,M12,L30,TENSILE CLASS 8.8 | set | M20 | 4100 | 4100 | #N/A | #N/A
MD | 4571 | Parts |  | BOLT | A61200508 |  | BOLT,HEX BOLT,P/W*2+S/W*1+NUT*1,M12,L140,SM45C,Ep-Fe/Zn 5/CM2(Cr3/White),TENSILE CLASS 8.8 | set | M10 | 4 | 4 | #N/A | #N/A
MD | 4571 | Parts |  | BOLT | A61200520 |  | BOLT,HEX BOLT,P/W*2+S/W*1+NUT*1,M8,L25,STS304 | set | M10 | 1960 | 1960 | #N/A | #N/A
MD | 4571 | Parts |  | BOLT | A61200521 |  | BOLT,ANCHOR BOLT,P/W*1+S/W*1+NUT*1,M12,L150,SM45C,Ep-Fe/Zn 5/CM2(Cr3/White),TENSILE CLASS 8.8 | ea | M10 | 153 | 153 | #N/A | #N/A
RMU | 4571 | Parts |  | BOLT | A61200522 | 4571VR68294 | BOLT,BOLT,KNOB M5x8,GRMU LFL, 45713568294, VIET NAM | ea | M10 | 754 | 754 | ea | BOLT,KNOB M5x8,GRMU LFL,VR
MD | 4571 | Parts |  | BOLT | A61200537 |  | BOLT,ANCHOR BOLT,P/W*1+S/W*1+NUT*1,M12,L200,SM45C,Ep-Fe/Zn 5/CM2(Cr3/White),TENSILE CLASS 8.8 | ea | M10 | 124 | 124 | #N/A | #N/A
MD | 4571 | Parts |  | BOLT | A61200547 | 45718241001 | BOLT,EYE BOLT,C20,M16,L27,Cr3/White,TENSILE CLASS 8.8,With Washer NyLon 66 (3Tx30D1x16.5D2) | set | M10 | 169 | 169 | ea | BOLT,EYE BOLT,M16xL27,Cr3/White,TENSILE CLASS 8.8,WITH WASHER NYLON 66 (3Tx30D1x16.5D2),VIET NAM
MD | 4571 | Parts |  | BOLT | A61200548 |  | BOLT,EYE BOLT,C20,M12,L22,Cr3/White,TENSILE CLASS 8.8,With Washer NyLon 66 (3Tx30D1x12.5D2) | set | M10 | 224 | 224 | #N/A | #N/A
MD | 4571 | Parts |  | BOLT | A61200549 |  | BOLT,EYE BOLT,C20,M20,L30,Cr3/White,TENSILE CLASS 8.8,With Washer NyLon 66 (3Tx30D1x20.5D2) | set | M10 | 337 | 337 | #N/A | #N/A
MD | 4571 | Parts |  | BOLT | A61200550 |  | BOLT,Thread Rod,P/W*2+S/W*2+NUT*2,M10,L140,STS304 | ea | M10 | 93 | 93 | #N/A | #N/A
MD | 4571 | Parts |  | BOLT | A61200551 |  | BOLT,Thread Rod,P/W*2+S/W*2+NUT*2,M10,L160,STS304 | ea | M10 | 25 | 25 | #N/A | #N/A
MD | 4571 | Parts |  | BOLT | A61200552 |  | BOLT,Thread Rod,P/W*2+S/W*2+NUT*2,M10,L180,STS304 | ea | M10 | 155 | 155 | #N/A | #N/A
MD | 4571 | Parts |  | BOLT | A61200553 |  | BOLT,Thread Rod,P/W*2+S/W*2+NUT*2,M10,L200,STS304 | ea | M10 | 93 | 93 | #N/A | #N/A
MD | 4571 | Parts |  | BOLT | A61200554 |  | BOLT,Thread Rod,P/W*2+S/W*2+NUT*2,M10,L230,STS304 | ea | E31 | 87 | 87 | #N/A | #N/A
MD | 4571 | Parts |  | BOLT | A61200554 |  | BOLT,Thread Rod,P/W*2+S/W*2+NUT*2,M10,L230,STS304 | ea | M10 | 485 | 485 | #N/A | #N/A
MD | 4571 | Parts |  | BOLT | A61200555 |  | BOLT,Thread Rod,P/W*2+S/W*2+NUT*2,M10,L260,STS304 | ea | M10 | 8 | 8 | #N/A | #N/A
MD | 4571 | Parts |  | BOLT | A61200561 |  | BOLT,HEX BOLT,P/W*2+S/W*1+NUT*1,M14,L50,SM45C,Ep-Fe/Zn 5/CM2(Cr3/White),TENSILE CLASS 8.8 WITH NUT | set | M10 | 58 | 58 | #N/A | #N/A
MD | 4571 | Parts |  | BOLT | A61200589 |  | BOLT,Thread Rod,P/W*2+S/W*2+NUT*2,M10,L150,STS304 | ea | E31 | 66 | 66 | #N/A | #N/A
MD | 4571 | Parts |  | BOLT | A61200596 |  | BOLT,HEX BOLT,P/W*2+S/W*1+NUT*1,M8,L35,SM45C,Ep-Fe/Zn 5/CM2(Cr3/White),TENSILE CLASS 10.9 | set | M10 | 1200 | 1200 | #N/A | #N/A
MD | 4571 | Parts |  | BOLT | A61200597 |  | BOLT,HINGE BOLT,Ã˜12(M4),L6/L14,S54030273-P1,NAM PHONG/VIETNAM | ea | M10 | 25 | 25 | #N/A | #N/A
MD | 4571 | Parts |  | BOLT | A61200598 |  | BOLT,HINGE BOLT,Ã˜12(M4),L6/L22,S54030273-P2,NAM PHONG/VIETNAM | ea | M10 | 17 | 17 | #N/A | #N/A
MD | 4571 | Parts |  | BOLT | A61200645 |  | BOLT,HEX BOLT,P/W*2+S/W*1+NUT*1,M8,L15,STS304 | set | M10 | 291 | 291 | #N/A | #N/A
MD | 4571 | Parts |  | BOLT | A61200648 |  | BOLT,HEX BOLT,P/W*2+S/W*1+NUT*1,M12,L35,STS304 | set | M10 | 386 | 386 | #N/A | #N/A
MD | 4571 | Parts |  | BOLT | A61200652 |  | BOLT,HEX BOLT,P/W*2+S/W*1+NUT*1,M10,L45,STS304 | set | M10 | 70 | 70 | #N/A | #N/A
MD | 4571 | Parts |  | BOLT | A61200659 |  | BOLT,HEX BOLT,P/W*1+S/W*1,M16,L50,SM45C,Ep-Fe/Zn 5/CM2(Cr3/White),TENSILE CLASS 8.8 | set | M10 | 50 | 50 | #N/A | #N/A
MD | 4571 | Parts |  | BOLT | A61200660 |  | BOLT,HEX BOLT,P/W*1+S/W*1,M16,L30,SM45C,Ep-Fe/Zn 5/CM2(Cr3/White),TENSILE CLASS 8.8 | set | M20 | 50 | 50 | #N/A | #N/A
MD | 4571 | Parts |  | BOLT | A61200670 |  | BOLT,Thread Rod,P/W*2+S/W*2+NUT*2,M10,L170,STS304 | ea | M10 | 556 | 556 | #N/A | #N/A
MD | 4571 | Parts |  | BOLT | A61200672 |  | BOLT,Thread Rod,P/W*2+S/W*2+NUT*2,M10,L210,STS304 | ea | M10 | 283 | 283 | #N/A | #N/A
MD | 4571 | Parts |  | BOLT | A61200673 |  | BOLT,Thread Rod,P/W*2+S/W*2+NUT*2,M10,L270,STS304 | ea | M10 | 403 | 403 | #N/A | #N/A
MD | 4571 | Parts |  | BOLT | A61200674 |  | BOLT,Thread Rod,P/W*2+S/W*2+NUT*2,M10,L310,STS304 | ea | M10 | 45 | 45 | #N/A | #N/A
MD | 4571 | Parts |  | BOLT | A61200678 |  | BOLT,HEX BOLT,P/W*2+S/W*1+NUT*1,M12,L110,STS304 | set | M10 | 34 | 34 | #N/A | #N/A
MD | 4571 | Parts |  | BOLT | A61200679 |  | BOLT,HEX BOLT,P/W*2+S/W*1+NUT*1,M16,L80,STS304 | set | M10 | 80 | 80 | #N/A | #N/A
MD | 4571 | Parts |  | BOLT | A61200680 |  | BOLT,HEX BOLT,P/W*2+S/W*1+NUT*1,M16,L90,STS304 | set | M10 | 10 | 10 | #N/A | #N/A
MD | 4571 | Parts |  | BOLT | A61200682 |  | BOLT,HEX BOLT,P/W*2+S/W*1+NUT*1,M12,L45,STS304 | set | M10 | 412 | 412 | #N/A | #N/A
MD | 4571 | Parts |  | BOLT | A61200683 |  | BOLT,HEX BOLT,P/W*1+S/W*1,M12,L35,STS304 | ea | M10 | 21 | 21 | #N/A | #N/A
MD | 4571 | Parts |  | BOLT | A61200687 |  | BOLT,HEX BOLT,P/W*1+S/W*1,M12,L30,STS304 | ea | M10 | 14 | 14 | #N/A | #N/A
MD | 4571 | Parts |  | BOLT | A61200692 |  | BOLT,HEX BOLT,P/W*2+S/W*1+NUT*1,M16,L100,STS304 | set | M10 | 86 | 86 | #N/A | #N/A
MD | 4571 | Parts |  | BOLT | A61200708 |  | BOLT,HEX BOLT,P/W*1+S/W*1,M10,L25,STS304 | set | M10 | 105 | 105 | #N/A | #N/A
MD | 4571 | Parts |  | BOLT | A61200714 |  | BOLT,HEX BOLT,P/W*1+S/W*1,M10,L30,STS304 | set | M10 | 40 | 40 | #N/A | #N/A
MD | 4571 | Parts |  | BOLT | A61200716 |  | BOLT,HEX BOLT,P/W*2+S/W*1+NUT*1,M10,L35,STS304 | set | M10 | 48 | 48 | #N/A | #N/A
MD | 4571 | Parts |  | BOLT | A61200717 |  | BOLT,HEX BOLT,P/W*2+S/W*1+NUT*1,M8,L60,STS304 | set | M10 | 1200 | 1200 | #N/A | #N/A
MD | 4571 | Parts |  | BOLT | A61200724 |  | BOLT,BOLT,HEX,M10,L30,SM45C,Ep-Fe/Zn 5/CM2(Cr3/White),TENSILE CLASS 8.8 | ea | M10 | 68 | 68 | #N/A | #N/A
MD | 4571 | Parts |  | BOLT | A61200731 |  | BOLT,BOLT,HEX,M12,L30,SWCH,Ep-Fe/Zn 5/CM2(Cr3/White),TENSILE CLASS 8.8 | ea | M10 | 220 | 220 | #N/A | #N/A
MD | 4571 | Parts |  | BOLT | A61200732 |  | BOLT,BOLT,HEX,M12,L40,SWCH,Ep-Fe/Zn 5/CM2(Cr3/White),TENSILE CLASS 8.8 | ea | M10 | 55 | 55 | #N/A | #N/A
MD | 4571 | Parts |  | BOLT | A61200733 |  | BOLT,BOLT,HEX,M12,L45,SWCH,Ep-Fe/Zn 5/CM2(Cr3/White),TENSILE CLASS 8.8 | ea | M10 | 354 | 354 | #N/A | #N/A
MD | 4571 | Parts |  | BOLT | A61200734 |  | BOLT,BOLT,HEX,M12,L35,SWCH,Ep-Fe/Zn 5/CM2(Cr3/White),TENSILE CLASS 8.8 | ea | M10 | 142 | 142 | #N/A | #N/A
MD | 4571 | Parts |  | BOLT | A61200740 |  | BOLT,HEX BOLT,P/W*2+S/W*1+NUT*1,M8,L240,SM45C,Ep-Fe/Zn 5/CM2(Cr3/White),TENSILE CLASS 8.8 | set | M10 | 99 | 99 | #N/A | #N/A
MD | 4571 | Parts |  | BOLT | A61200742 |  | BOLT,ANCHOR BOLT,P/W*1+S/W*1+NUT*1,M8,L60,STS304 | ea | M10 | 8 | 8 | #N/A | #N/A
MD | 4571 | Parts |  | BOLT | A61200743 |  | BOLT,HEXAGON SOCKET SCREW WITH COUNTERSUNK HEAD,M10,L30,STS304 | ea | M10 | 97 | 97 | #N/A | #N/A
MD | 4571 | Parts |  | BOLT | A61200751 |  | BOLT,Thread Rod,P/W*2+S/W*2+NUT*2,M10,L190,STS304 | ea | E31 | 91 | 91 | #N/A | #N/A
MD | 4571 | Parts |  | BOLT | A61200751 |  | BOLT,Thread Rod,P/W*2+S/W*2+NUT*2,M10,L190,STS304 | ea | M10 | 86 | 86 | #N/A | #N/A
MD | 4571 | Parts |  | BOLT | A61200752 |  | BOLT,CLINCHING BOLT,M5,L15,TGFKCZ-080 | ea | M10 | 346 | 346 | #N/A | #N/A
MD | 4571 | Parts |  | BOLT | A61200753 |  | BOLT,HEX SOCKET HEAD BOLT,M10,L12,STS304 | ea | M10 | 4440 | 4440 | #N/A | #N/A
MD | 4571 | Parts |  | BOLT | A61200754 |  | BOLT,Thread Rod,P/W*2+S/W*2+NUT*2,M10,L290,STS304 | ea | M10 | 56 | 56 | #N/A | #N/A
MD | 4571 | Parts |  | BOLT | A61200755 |  | BOLT,HEX BOLT,P/W*2+S/W*1+NUT*1,M8,L210,SM45C,Ep-Fe/Zn 5/CM2(Cr3/White),TENSILE CLASS 8.8 | set | M10 | 610 | 610 | #N/A | #N/A
MD | 4571 | Parts |  | BOLT | A61200757 |  | BOLT,EYE BOLT,M20,L30,STS304,With Washer NyLon 66 (3Tx30D1x20.5D2) | set | M10 | 60 | 60 | #N/A | #N/A
MD | 4571 | Parts |  | BOLT | A61200758 |  | BOLT,HEX BOLT,M6,L90,SM45C,Ep-Fe/Zn 5/CM2(Cr3/White),TENSILE CLASS 8.8 | ea | M10 | 5800 | 5800 | #N/A | #N/A
MD | 4571 | Parts |  | BOLT | A61200759 |  | BOLT,HEX SOCKET HEAD BOLT,M5,L20,SM45C,Ep-Fe/Zn 5/CM2(Cr3/White),TENSILE CLASS 8.8 | ea | M10 | 886 | 886 | #N/A | #N/A
MD | 4571 | Parts |  | BOLT | A61200767 |  | BOLT,HEXAGON SOCKET BUTTON HEAD SCREWS,M8,L30,SM45C,Ep-Fe/Zn 5/CM2(Cr3/White),TENSILE CLASS 10.9,VIET NAM | ea | M10 | 5000 | 5000 | #N/A | #N/A
MD | 4571 | Parts |  | BOLT | A61200768 |  | BOLT,HEX SOCKET HEAD BOLT,M6,L20,SM45C,Ep-Fe/Zn 5/CM2(Cr3/White),TENSILE CLASS 8.8 | ea | M10 | 940 | 940 | #N/A | #N/A
MD | 4571 | Parts |  | BOLT | A61200781 |  | BOLT,PARTIALLY THREADED HEX BOLT, DIN 931,P/W*2+S/W*1+NUT*1,M12,L60,SM45C,Ep-Fe/Zn 5/CM2(Cr3/White),TENSILE CLASS 10.9,VIET NAM | set | M10 | 30 | 30 | #N/A | #N/A
MD | 4571 | Parts |  | BOLT | A61200785 |  | BOLT,HEX SOCKET HEAD BOLT,M5,L20,SM45C,Ep-Fe/Zn 5/CM2(Cr3/White),TENSILE CLASS 12.9,VIET NAM | ea | M10 | 100 | 100 | #N/A | #N/A
MD | 4571 | Parts |  | BOLT | A61200787 | 45718200068 | BOLT,PARTIALLY THREADED HEX BOLT, DIN 931,M12,L75,SM45C,Ep-Fe/Zn 5/CM2(Cr3/White),TENSILE CLASS 10.9,Nylok coating | ea | M10 | 6580 | 6580 | ea | BOLT,PARTIALLY THREADED HEX BOLT,M12,L75,SM45C,Ep-Fe/Zn 5/CM2(Cr3/White),TENSILE CLASS 10.9,DIN 931,Nylok coating
MD | 4571 | Parts |  | BOLT | A61200789 | 45718200065 | BOLT,PARTIALLY THREADED HEX BOLT, DIN 931,M12,L60,SM45C,Ep-Fe/Zn 5/CM2(Cr3/White),TENSILE CLASS 10.9,Nylok coating | ea | M10 | 4122 | 4122 | ea | BOLT,PARTIALLY THREADED HEX BOLT,M12,L60,SM45C,Ep-Fe/Zn 5/CM2(Cr3/White),TENSILE CLASS 10.9,DIN 933,Nylok coating
MD | 4571 | Parts |  | BOLT | A61200790 | 45718200063 | BOLT,PARTIALLY THREADED HEX BOLT, DIN 931,M12,L50,SM45C,Ep-Fe/Zn 5/CM2(Cr3/White),TENSILE CLASS 10.9,Nylok coating | ea | M10 | 11000 | 11000 | ea | BOLT,PARTIALLY THREADED HEX BOLT,M12,L50,SM45C,Ep-Fe/Zn 5/CM2(Cr3/White),TENSILE CLASS 10.9,DIN 933,Nylok coating
MD | 4571 | Parts |  | BOLT | A61200797 | 45718200073 | BOLT,PARTIALLY THREADED HEX BOLT, DIN 931,M12,L100,SM45C,Ep-Fe/Zn 5/CM2(Cr3/White),TENSILE CLASS 10.9,Nylok coating | ea | M10 | 3023 | 3023 | ea | BOLT,PARTIALLY THREADED HEX BOLT,M12,L100,SM45C,Ep-Fe/Zn 5/CM2(Cr3/White),TENSILE CLASS 10.9,DIN 931,Nylok coating
MD | 4571 | Parts |  | BOLT | A61200798 | 45718200064 | BOLT,PARTIALLY THREADED HEX BOLT, DIN 931,M12,L55,SM45C,Ep-Fe/Zn 5/CM2(Cr3/White),TENSILE CLASS 10.9,Nylok coating | ea | M10 | 73 | 73 | ea | BOLT,PARTIALLY THREADED HEX BOLT,M12,L55,SM45C,Ep-Fe/Zn 5/CM2(Cr3/White),TENSILE CLASS 10.9,DIN 933,Nylok coating
MD | 4571 | Parts |  | BOLT | A61200799 | 45718200067 | BOLT,PARTIALLY THREADED HEX BOLT, DIN 931,M12,L70,SM45C,Ep-Fe/Zn 5/CM2(Cr3/White),TENSILE CLASS 10.9,Nylok coating | ea | M10 | 6289 | 6289 | ea | BOLT,PARTIALLY THREADED HEX BOLT,M12,L70,SM45C,Ep-Fe/Zn 5/CM2(Cr3/White),TENSILE CLASS 10.9,DIN 931,Nylok coating
MD | 4571 | Parts |  | BOLT | A61200800 | 45718200069 | BOLT,PARTIALLY THREADED HEX BOLT, DIN 931,M12,L80,SM45C,Ep-Fe/Zn 5/CM2(Cr3/White),TENSILE CLASS 10.9,Nylok coating | ea | M10 | 7926 | 7926 | ea | BOLT,PARTIALLY THREADED HEX BOLT,M12,L80,SM45C,Ep-Fe/Zn 5/CM2(Cr3/White),TENSILE CLASS 10.9,DIN 931,Nylok coating
MD | 4571 | Parts |  | BOLT | A61200801 | 45718200071 | BOLT,PARTIALLY THREADED HEX BOLT, DIN 931,M12,L90,SM45C,Ep-Fe/Zn 5/CM2(Cr3/White),TENSILE CLASS 10.9,Nylok coating | ea | M10 | 128 | 128 | ea | BOLT,PARTIALLY THREADED HEX BOLT,M12,L90,SM45C,Ep-Fe/Zn 5/CM2(Cr3/White),TENSILE CLASS 10.9,DIN 931,Nylok coating
MD | 4571 | Parts |  | BOLT | A61200806 |  | BOLT,HEX BOLT,P/W*2+S/W*1+NUT*1,M6,L25,SM45C,Ep-Fe/Zn 5/CM2(Cr3/White),TENSILE CLASS 10.9 | set | M10 | 74 | 74 | #N/A | #N/A
MD | 4571 | Parts |  | BOLT | A61200809 |  | BOLT,HEX BOLT,M6,L35,ABS,VIET NAM | ea | M10 | 320 | 320 | #N/A | #N/A
MD | 4571 | Parts |  | BOLT | A61200814 |  | BOLT,HEX BOLT,P/W*2+S/W*1+NUT*1,M18,L40,SM45C,Ep-Fe/Zn 5/CM2(Cr3/White),TENSILE CLASS 8.8 | set | M10 | 10 | 10 | #N/A | #N/A
MD | 4571 | Parts |  | BOLT | A61200816 |  | BOLT,HEX BOLT,P/W*2+S/W*1+NUT*1,M8,L25,SM45C,Ep-Fe/Zn 5/CM2(Cr3/White),TENSILE CLASS 10.9 | set | M10 | 120 | 120 | #N/A | #N/A
MD | 4571 | Parts |  | BOLT | A61200817 | 45718200061 | BOLT,PARTIALLY THREADED HEX BOLT, DIN 931,M12,L40,SM45C,Ep-Fe/Zn 5/CM2(Cr3/White),TENSILE CLASS 10.9,Nylok coating | ea | M10 | 1501 | 1501 | ea | BOLT,PARTIALLY THREADED HEX BOLT,M12,L40,SM45C,Ep-Fe/Zn 5/CM2(Cr3/White),TENSILE CLASS 10.9,DIN 933,Nylok coating
MD | 4571 | Parts |  | BOLT | A61200823 |  | BOLT,PARTIALLY THREADED HEX BOLT, DIN 931,M12,L150,SM45C,Ep-Fe/Zn 5/CM2(Cr3/White),TENSILE CLASS 10.9,Nylok coating | ea | M10 | 100 | 100 | #N/A | #N/A
MD | 4571 | Parts |  | BOLT | A61200825 |  | BOLT,HEX BOLT,M5,L15,SM45C,Ep-Fe/Zn 5/CM2(Cr3/White) | ea | M10 | 3245 | 3245 | #N/A | #N/A
MD | 4571 | Parts |  | BOLT | A61200826 | 45718200072 | BOLT,PARTIALLY THREADED HEX BOLT, DIN 931,M12,L95,SM45C,Ep-Fe/Zn 5/CM2(Cr3/White),TENSILE CLASS 10.9,Nylok coating | ea | M10 | 358 | 358 | ea | BOLT,PARTIALLY THREADED HEX BOLT,M12,L95,SM45C,Ep-Fe/Zn 5/CM2(Cr3/White),TENSILE CLASS 10.9,DIN 931,Nylok coating
MD | 4571 | Parts |  | BOLT | A61200827 |  | BOLT,HEX BOLT,P/W*2+S/W*1+NUT*1,M16,L60,SM45C,Ep-Fe/Zn 5/CM2(Cr3/White),TENSILE CLASS 8.8 | set | M10 | 70 | 70 | #N/A | #N/A
MD | 4571 | Parts |  | BOLT | A61200859 | 45718200051 | BOLT,BOLT,HEX,M12,L100,SM45C,Ep-Fe/Zn 5/CM2(Cr3/White),TENSILE CLASS 10.9, DIN931,GSB/KOREA | ea | M10 | 55 | 55 | ea | BOLT,HEX BOLT,M12,L100,SM45C,Ep-Fe/Zn 5/CM2(Cr3/White),TENSILE CLASS 10.9,DIN931,GSB/KOREA
MD | 4571 | Parts |  | BOLT | A61200861 | 45718200046 | BOLT,BOLT,HEX,M12,L75,SM45C,Ep-Fe/Zn 5/CM2(Cr3/White),TENSILE CLASS 10.9, DIN931,GSB/KOREA | ea | E31 | 1950 | 1950 | ea | BOLT,HEX BOLT,M12,L75,SM45C,Ep-Fe/Zn 5/CM2(Cr3/White),TENSILE CLASS 10.9,DIN931,GSB/KOREA
MD | 4571 | Parts |  | BOLT | A61200893 | 45718200056 | BOLT,BOLT,HEX,M16,L90,SM45C,Ep-Fe/Zn 5/CM2(Cr3/White),TENSILE CLASS 10.9, DIN933,GSB/KOREA | ea | E31 | 300 | 300 | ea | BOLT,HEX BOLT,M16,L90,SM45C,Ep-Fe/Zn 5/CM2(Cr3/White),TENSILE CLASS 10.9,DIN931,GSB/KOREA
MD | 4571 | Parts |  | BOLT | A61200912 | 45718200070 | BOLT,PARTIALLY THREADED HEX BOLT, DIN 931,M12,L85,SM45C,Ep-Fe/Zn 5/CM2(Cr3/White),TENSILE CLASS 10.9,Nylok coating | ea | M10 | 3478 | 3478 | ea | BOLT,PARTIALLY THREADED HEX BOLT,M12,L85,SM45C,Ep-Fe/Zn 5/CM2(Cr3/White),TENSILE CLASS 10.9,DIN 931,Nylok coating
MD | 4571 | Parts |  | BOLT | A61200921 |  | BOLT,BOLT,HEX,M12,L30,SM45C,Ep-Fe/Zn 5/CM2(Cr3/White),TENSILE CLASS 10.9, DIN933,GSB/KOREA | ea | E31 | 1000 | 1000 | #N/A | #N/A
MD | 4581 | Parts |  | BOSS | A61400062 | 45818200025 | BOSS,HANDLE WIRE,MCC (NS400H~600H),MC 1260B-P2 (ZPC-3) | ea | M10 | 26 | 26 | ea | BOSS,HANDLE WIRE,MCC/(NS400H~600H),MC 1260B-P2 (ZPC-3)
MD | 4581 | Parts |  | BOSS | A61400069 |  | BOSS,PUSH ON OFF,MCSG,K-CODE NUMBER:45814111412 | set | M10 | 1 | 1 | #N/A | #N/A
MD | 4581 | Parts |  | BOSS | A61400107 |  | BOSS,PIPE ASSY.HANDLE INSERT,CB-1200,K-CODE NUMBER:58123173661 | set | M10 | 16 | 16 | #N/A | #N/A
MD | 4581 | Parts |  | BOSS | A61400166 |  | BOSS,ROLLER,UNIT ROLLER ASSY,SUSOL MCC,GM0169, K CODE 59614111015, HYUNDAI HANDLE IND, KOREA | ea | M10 | 81 | 81 | #N/A | #N/A
MD | 4581 | Parts |  | BOSS | A61400170 |  | BOSS,VIB ROLLER ASSY 1,W44322914, K-CODE NUMBER:5961-4111-017 | set | M10 | 64 | 64 | #N/A | #N/A
MD | 4581 | Parts |  | BOSS | A61400173 |  | BOSS,BOSS,EMERGENCY CAP,MCSG,W44284851-P1(STICKER:ON), K CODE NUMBER:45814111471 | set | M10 | 9 | 9 | #N/A | #N/A
MD | 4581 | Parts |  | BOSS | A61400174 |  | BOSS,BOSS,EMERGENCY CAP,MCSG,W44284851-P2(STICKER:OFF), K CODE NUMBER:45814111472 | set | M10 | 9 | 9 | #N/A | #N/A
RMU | 4581 | Parts |  | BOSS | A61400185 | 7326VR70001 | BOSS,PLUG,EXTENSION ASSY,GRMU COM, KOREA CODE 73263570001 | set | M10 | 39 | 39 | ea | PLUG,EXTENSION ASS'Y,GRMU COM,VR
RMU | 4581 | Parts |  | BOSS | A61400186 | 7326VR70002 | BOSS,PLUG,END ASSY,GRMU COM, KOREA CODE 73263570002 | set | M10 | 119 | 119 | ea | PLUG,END ASS'Y,GRMU COM,VR
MD | 4581 | Parts |  | BOSS | A61400192 | 45818200020 | BOSS,INTERLOCK BAR (R),24kV(VL-20H25KA630/1250A) W800,W44317945A REV1,VIET NAM | ea | M10 | 13 | 13 | ea | BOSS,INTERLOCK BAR (R),24kV (VL-20H25KA630/1250A) W800,W44317945A REV1,VIET NAM
MD | 4581 | Parts |  | BOSS | A61400194 | 45818200015 | BOSS,PT TRUCK LOCK HANDLE,59014111012,VIETNAM | set | M10 | 46 | 46 | set | BOSS,PT TRUCK LOCK HANDLE,59014111012,VIET NAM
MD | 4581 | Parts |  | BOSS | A61400195 | 45818200009 | BOSS,PIPE ASSY.HANDLE INSERT,CB-1200,58123173661,VIETNAM | set | M10 | 54 | 54 | set | BOSS,PIPE ASSY.HANDLE INSERT,CB-1200,58123173661,VIET NAM
MD | 4581 | Parts |  | BOSS | A61400196 | 45818200016 | BOSS,BOSS,EMERGENCY CAP,MCSG,W44284851-P1(STICKER:ON),VIETNAM | set | M10 | 11 | 11 | set | BOSS,EMERGENCY CAP,MCSG,W44284851-P1 (STICKER:ON),VIETNAM
MD | 4581 | Parts |  | BOSS | A61400197 | 45818200017 | BOSS,BOSS,EMERGENCY CAP,MCSG,W44284851-P2(STICKER:OFF),VIETNAM | set | M10 | 12 | 12 | set | BOSS,EMERGENCY CAP,MCSG,W44284851-P2 (STICKER:OFF),VIETNAM
MD | 4581 | Parts |  | BOSS | A61400209 | 45818200021 | BOSS,INTERLOCK BAR (R),7.2kV(VL-0.6H25/32kA150P630/1250A) W650,S44059319A,VIET NAM | ea | M10 | 1 | 1 | ea | BOSS,INTERLOCK BAR (R),7.2kV (VL-0.6H25/32kA150P630/1250A) W650,S44059319A,VIETNAM
MD | 4581 | Parts |  | BOSS | A61400220 | 45818200018 | BOSS,PUSH ON OFF,MCSG,DWG NUMBER: 45814111412,VIETNAM | ea | M10 | 33 | 33 | ea | BOSS,PUSH ON OFF,MCSG,DWG NUMBER: 45814111412,VIET NAM
MD | 4581 | Parts |  | BOSS | A61400228 | 45818200019 | BOSS,BOSS,LOCK DEVICE,PANEL,W44245093,VIETNAM | ea | M10 | 79 | 79 | ea | BOSS,LOCK DEVICE,PANEL,W44245093,VIET NAM
MD | 4581 | Parts |  | BOSS | A61400229 | 45818200022 | BOSS,INTERLOCK BAR (R),12kV(VH-12H40KA1250/2000A150P) W650,W44317945S,VIETNAM | ea | M10 | 1 | 1 | ea | BOSS,INTERLOCK BAR (R),12kV (VH-12H40KA1250/2000A150P) W650,W44317945S,VIETNAM
RMU | 4581 | Parts |  | BOSS | A61400231 | 7326VR70004 | BOSS,PLUG,EXTENSION ASSY 2,GRMU COM, 73263570004,KOREA | set | M10 | 1 | 1 | #N/A | #N/A
MD | 4581 | Parts |  | BOSS | A61400236 | 45818200023 | BOSS,INTERLOCK BAR (R),12kV(VL-12H32kA2500A) W1050P210,W44317945U,VIETNAM | ea | M10 | 12 | 12 | ea | BOSS,INTERLOCK BAR (R),12kV (VL-12H32kA2500A) W1050P210,W44317945U,VIETNAM
MD | 4581 | Parts |  | BOSS | A61400242 | 45818200024 | BOSS,INTERLOCK BAR (R),7.2kV(VL-0.6H25kA630/1250A) W900,S44069005P,VIETNAM | ea | M10 | 23 | 23 | ea | BOSS,INTERLOCK BAR (R),7.2kV (VL-0.6H25kA630/1250A) W900,S44069005P,VIETNAM
MD | 4596 | Parts |  | BUSHING | A61600006 |  | BUSHING,DFC-2002P,24KV,K-Code NUMBER:45964191006,DONGWOO | ea | M10 | 9 | 9 | #N/A | #N/A
MD | 4596 | Parts |  | BUSHING | A61600014 | 45964100001 | BUSHING,SHUTTER BUSHING,AC7.2KV,60KV BIL,HANIL ELECTRIC Co | ea | E31 | 165 | 165 | ea | BUSHING,SHUTTER BUSHING,AC7.2kV,60kV BIL,HANIL ELECTRIC Co
MD | 4596 | Parts |  | BUSHING | A61600014 | 45964100001 | BUSHING,SHUTTER BUSHING,AC7.2KV,60KV BIL,HANIL ELECTRIC Co | ea | M10 | 65 | 65 | ea | BUSHING,SHUTTER BUSHING,AC7.2kV,60kV BIL,HANIL ELECTRIC Co
MD | 4596 | Parts |  | BUSHING | A61600075 | 45964100002 | BUSHING,WALL BUSHING,24KV,2500A,TG1-24-86x18 (2-Slits),YUFENG ELECTRIC Co.,Ltd/CHINA | ea | M10 | 134 | 134 | ea | BUSHING,WALL BUSHING,24kV,2500A,TG1-24-86x18 (2-Slits),YUFENG ELECTRIC Co.Ltd/CHINA
MD | 4596 | Parts |  | BUSHING | A61600076 | 45964100003 | BUSHING,WALL BUSHING,24KV,3150/4000A,TG1-24-106x18 (3-Slits),YUFENG ELECTRIC Co.,Ltd/CHINA | ea | M10 | 254 | 254 | ea | BUSHING,WALL BUSHING,24kV,3150/4000A,TG1-24-106x18 (3-Slits),YUFENG ELECTRIC Co.Ltd/CHINA
MD | 4596 | Parts |  | BUSHING | A61600077 | 45964100004 | BUSHING,WALL BUSHING,24KV,1250/2000A,TG1-24-66x18 (2-Slits),YUFENG ELECTRIC Co.,Ltd/CHINA | ea | E31 | 33 | 33 | ea | BUSHING,WALL BUSHING,24kV,1250/2000A,TG1-24-66x18 (2-Slits),YUFENG ELECTRIC Co.Ltd/CHINA
MD | 4596 | Parts |  | BUSHING | A61600077 | 45964100004 | BUSHING,WALL BUSHING,24KV,1250/2000A,TG1-24-66x18 (2-Slits),YUFENG ELECTRIC Co.,Ltd/CHINA | ea | M10 | 246 | 246 | ea | BUSHING,WALL BUSHING,24kV,1250/2000A,TG1-24-66x18 (2-Slits),YUFENG ELECTRIC Co.Ltd/CHINA
MD | 4596 | Parts |  | BUSHING | A61600080 | 45964100005 | BUSHING,WALL BUSHING,12KV,630/1250/2000A,TG3-12-68x18 (2-Slits),YUFENG ELECTRIC Co.,Ltd/CHINA | ea | M10 | 377 | 377 | ea | BUSHING,WALL BUSHING,12kV,630/1250/2000A,TG3-12-68x18 (2-Slits),YUFENG ELECTRIC Co.Ltd/CHINA
MD | 4596 | Parts |  | BUSHING | A61600090 | 45964100006 | BUSHING,LSB-1231W,17.5KV95BIL,3000A,25KA,2-12Tx100,AxB: 2-105x17mm,YOUNG HWA INDUS,ELEC./KOREA | ea | E31 | 81 | 81 | ea | BUSHING,LSB-1231W,17.5kV95BIL,3000A,25kA,AxB: 2-105x17mm (2-12Tx100),YOUNG HWA INDUS ELEC./KOREA
MD | 4596 | Parts |  | BUSHING | A61600099 | 45964100007 | BUSHING,LSB-2012W1,24KV125BIL,1250A,25KA,1-12TX60,AxB: 1-65x17mm,DONGWOO/KOREA | ea | E31 | 19 | 19 | ea | BUSHING,LSB-2012W1,17.5kV95BIL,4000A,25kA,AxB: 3-105x17mm (1-12TX60),DONGWOO/KOREA
MD | 4596 | Parts |  | BUSHING | A61600102 | 45964100008 | BUSHING,LSB-1740W,17.5KV95BIL,4000A,25KA,3-12TX100,AxB: 3-105x17mm,YOUNG HWA INDUS,ELEC./KOREA | ea | E31 | 33 | 33 | ea | BUSHING,LSB-1740W,17.5kV95BIL,4000A,25kA,AxB: 3-105x17mm (3-12TX100),YOUNG HWA INDUS ELEC./KOREA
MD | 4596 | Parts |  | BUSHING | A61600104 | 45964100013 | BUSHING,Station Bushing TGJ-24A (630A),Ã¸74x455,CHINA | ea | M10 | 20 | 20 | ea | BUSHING,Station Bushing TGJ-24A (630A),ø74x455,CHINA
MD | 4596 | Parts |  | BUSHING | A61600106 | 45964100009 | BUSHING,LSB-1220W,7.2KV 50kA,2000A,2-12Tx60,2-65x17mm,YOUNG HWA INDUS,ELEC./KOREA | ea | E31 | 9 | 9 | ea | BUSHING,LSB-1220W,7.2kV 50kA,2000A,2-12Tx60,2-65x17 mm,YOUNG HWA INDUS ELEC./KOREA
MD | 4596 | Parts |  | BUSHING | A61600107 | 45964100010 | BUSHING,SHD-1220S,12KV,1250A,31.5KA,WALL-THROUGH BUSHING,AxB: 2-79x24mm,DONGWOO/KOREA | ea | E31 | 12 | 12 | ea | BUSHING,SHD-1220S,12kV,1250A,31.5kA,AxB: 2-79x24mm (WALL-THROUGH BUSHING),DONGWOO/KOREA
MD | 4596 | Parts |  | BUSHING | A61600108 | 45964100011 | BUSHING,SHD-1240,12KV,3150A,31.5KA,WALL-THROUGH BUSHING,AxB: 3-129x48mm,DONGWOO/KOREA | ea | E31 | 12 | 12 | ea | BUSHING,SHD-1240,12kV,3150A,31.5kA,AxB: 3-129x48mm (WALL-THROUGH BUSHING),DONGWOO/KOREA
MD | 4596 | Parts |  | BUSHING | A61600114 | 45964100012 | BUSHING,DWB-2002W,24KV,2000A,25KA,WALL-THROUGH BUSHING,AxB: 2-64x16mm,DONGWOO/KOREA | ea | M10 | 3 | 3 | ea | BUSHING,DWB-2002W,24kV,2000A,25kA,AxB: 2-64x16mm (WALL-THROUGH BUSHING),DONGWOO/KOREA
MD | 4762 | Parts |  | BUSHING ASS'Y | A61700004 |  | BUSHING ASS'Y,BUSHING ASSY,24KV 25KA 2500A D79 VCL(VL-20H25D25),K-CODE NUMBER: 47623172720, LSIS/KOREA | ea | M10 | 5 | 5 | #N/A | #N/A
MD | 0141 | Parts |  | CARD HOLDER | A61900003 | 01410000017 | CARD HOLDER,DCN-101,90X63X35,DAECHANG | ea | M20 | 340 | 340 | #N/A | #N/A
MD | 0141 | Parts |  | CARD HOLDER | A61900006 | 01410000018 | CARD HOLDER,DCN-90(60x20) | ea | E31 | 395 | 395 | #N/A | #N/A
MD | 0141 | Parts |  | CARD HOLDER | A61900006 | 01410000018 | CARD HOLDER,DCN-90(60x20) | ea | M10 | 6715 | 6715 | #N/A | #N/A
MD | 0161 | Parts |  | CLAMP | A62000001 | 01610000189 | CLAMP,INSULATION 3P3W P=100,LV PANEL,S44157078 | ea | M10 | 255 | 255 | #N/A | #N/A
MD | 0161 | Parts |  | CLAMP | A62000002 | 01610000195 | CLAMP,INSULATION 3P3W P=130,LV PANEL,S44157079 | ea | M10 | 10 | 10 | #N/A | #N/A
MD | 0161 | Parts |  | CLAMP | A62000004 | 01610000196 | CLAMP,INSULATION 3P4W P=130,LV PANEL,S44157082 | ea | M10 | 18 | 18 | #N/A | #N/A
MD | 0161 | Parts |  | CLAMP | A62000026 |  | CLAMP,CLAMP,INSULATION H-BUS,SOLUTION MCC,SM1500,K CODE 51114191437, DAECHANG ELEC, KOREA | ea | E31 | 258 | 258 | #N/A | #N/A
MD | 0161 | Parts |  | CLAMP | A62000026 |  | CLAMP,CLAMP,INSULATION H-BUS,SOLUTION MCC,SM1500,K CODE 51114191437, DAECHANG ELEC, KOREA | ea | M10 | 4 | 4 | #N/A | #N/A
RMU | 0161 | Parts |  | CLAMP | A62000029 | 5112VR69001 | CLAMP,CLAMP ASSY, CABLE, GRMU, DRAWING 51123569001, DAESIN, KOREA | ea | E31 | 15 | 15 | ea | CLAMP ASS'Y,CABLE,GRMU,VR
RMU | 0161 | Parts |  | CLAMP | A62000029 | 5112VR69001 | CLAMP,CLAMP ASSY, CABLE, GRMU, DRAWING 51123569001, DAESIN, KOREA | ea | M10 | 88 | 88 | ea | CLAMP ASS'Y,CABLE,GRMU,VR
MD | 0161 | Parts |  | CLAMP | A62000044 | 01610000197 | CLAMP,CLAMP,INSULATION 3P4W P=130,LV PANEL,BMC,S44157082,VIETNAM | ea | M10 | 442 | 442 | #N/A | #N/A
MD | 0161 | Parts |  | CLAMP | A62000045 | 01610000190 | CLAMP,CLAMP,INSULATION,MCC,BMC,MC1346-A,VIETNAM | ea | M10 | 57 | 57 | #N/A | #N/A
MD | 0161 | Parts |  | CLAMP | A62000061 | 01610000191 | CLAMP,CLAMP,INSULATION 3P4W P=100,LV PANEL,BMC,S44157081A,VIETNAM | ea | M10 | 32 | 32 | #N/A | #N/A
MD | 0161 | Parts |  | CLAMP | A62000062 | 01610000192 | CLAMP,CLAMP,INSULATION,MCC,BMC,MC1347H,VIETNAM | ea | M10 | 3 | 3 | #N/A | #N/A
MD | 0161 | Parts |  | CLAMP | A62000063 | 01610000193 | CLAMP,CLAMP,INSULATION,MCC,BMC,MC1346H,VIETNAM | ea | M10 | 7 | 7 | #N/A | #N/A
MD | 0161 | Parts |  | CLAMP | A62000064 | 01610000198 | CLAMP,CABLE CLAMP,Cable diameter 13-25mm,K13/25 | ea | M10 | 84 | 84 | #N/A | #N/A
MD | 0161 | Parts |  | CLAMP | A62000067 | 01610000194 | CLAMP,CLAMP,INSULATION 3P3W P=100,LV PANEL,BMC,S44157078A,VIETNAM | ea | M10 | 25 | 25 | #N/A | #N/A
MD | 0166 | Parts |  | CLIP | A62100001 | 51213715025 | CLIP,FUSE,24KV,12KV,7.2KV,PT PNL,KOREA | ea | E31 | 6 | 6 | ea | CLIP,CLIP,PT PNL,FUSE 24KV 12KV 7.2KV KOREA
MD | 0166 | Parts |  | CLIP | A62100002 | 51213715057 | CLIP,24KV,12KV,7.2KV,PT DRAW OUT,KOREA | ea | M10 | 6 | 6 | ea | CLIP,CLIP,PT DRAW OUT,24KV,12KV,7.2KV KOREA
MD | 0166 | Parts |  | CLIP | A62100011 | 51213715026 | CLIP,1'RY 3P 250A,SOLUTION MCC,MC0107-1 | ea | M10 | 18 | 18 | ea | CLIP,CLIP,SOLUTION MCC,1'RY 3P 250A MC0107-1
MD | 0166 | Parts |  | CLIP | A62100012 | 51213715027 | CLIP,2'RY 3P 250A,SOLUTION MCC,MC0110-2 | ea | M10 | 1 | 1 | ea | CLIP,CLIP,SOLUTION MCC,1'RY 3P 250A MC0110-2
MD | 0166 | Parts |  | CLIP | A62100013 | 51213715028 | CLIP,2'RY FIXED 3P 250A,SOLUTION MCC,MC0111-2 | ea | E31 | 1 | 1 | ea | CLIP,CLIP,SOLUTION MCC,2'RY FIXED 3P 250A MC0111-2
MD | 0166 | Parts |  | CLIP | A62100013 | 51213715028 | CLIP,2'RY FIXED 3P 250A,SOLUTION MCC,MC0111-2 | ea | M10 | 2 | 2 | ea | CLIP,CLIP,SOLUTION MCC,2'RY FIXED 3P 250A MC0111-2
MD | 0166 | Parts |  | CLIP | A62100014 | 51213715029 | CLIP,2'RY FIXED 4P 250A,SOLUTION MCC,MC0114 | ea | E31 | 20 | 20 | ea | CLIP,CLIP,SOLUTION MCC,2'RY FIXED 4P 250A MC0114
MD | 0166 | Parts |  | CLIP | A62100014 | 51213715029 | CLIP,2'RY FIXED 4P 250A,SOLUTION MCC,MC0114 | ea | M10 | 91 | 91 | ea | CLIP,CLIP,SOLUTION MCC,2'RY FIXED 4P 250A MC0114
MD | 0166 | Parts |  | CLIP | A62100015 | 51213715030 | CLIP,2'RY FIXED 4P 400A,SOLUTION MCC,MC0115 | ea | E31 | 5 | 5 | ea | CLIP,CLIP,SOLUTION MCC,2'RY FIXED 4P 400A MC0115
MD | 0166 | Parts |  | CLIP | A62100016 | 51213715031 | CLIP,2'RY 4P 250A,SOLUTION MCC,MC0121 | ea | E31 | 35 | 35 | ea | CLIP,CLIP,SOLUTION MCC,2'RY 4P 250A MC0121
MD | 0166 | Parts |  | CLIP | A62100016 | 51213715031 | CLIP,2'RY 4P 250A,SOLUTION MCC,MC0121 | ea | M10 | 22 | 22 | ea | CLIP,CLIP,SOLUTION MCC,2'RY 4P 250A MC0121
MD | 0166 | Parts |  | CLIP | A62100017 | 51213715032 | CLIP,1/2'RY 3P 400A,SOLUTION MCC,MC0108 | ea | E31 | 22 | 22 | ea | CLIP,CLIP,SOLUTION MCC,1/2'RY 3P 400A MC0108
MD | 0166 | Parts |  | CLIP | A62100017 | 51213715032 | CLIP,1/2'RY 3P 400A,SOLUTION MCC,MC0108 | ea | M10 | 17 | 17 | ea | CLIP,CLIP,SOLUTION MCC,1/2'RY 3P 400A MC0108
MD | 0166 | Parts |  | CLIP | A62100020 | 51213715033 | CLIP,1'RY 4P 250A,SOLUTION MCC,MC0117 | ea | E31 | 2 | 2 | ea | CLIP,CLIP,SOLUTION MCC,1'RY 4P 250A MC0117
MD | 0166 | Parts |  | CLIP | A62100020 | 51213715033 | CLIP,1'RY 4P 250A,SOLUTION MCC,MC0117 | ea | M10 | 25 | 25 | ea | CLIP,CLIP,SOLUTION MCC,1'RY 4P 250A MC0117
MD | 0166 | Parts |  | CLIP | A62100021 | 51213715034 | CLIP,1/2'RY 3P 630A,SOLUTION MCC,MC0109 | ea | M10 | 14 | 14 | ea | CLIP,CLIP,SOLUTION MCC,1/2'RY 3P 630A MC0109
MD | 0166 | Parts |  | CLIP | A62100022 | 51213715035 | CLIP,MC0116,KUMCHANG MACH. ELEC.,1'RY FIXDED 4P 630A | ea | M10 | 1 | 1 | ea | CLIP,CLIP,1'RY FIXDED 4P 630A MC0116 KUMCHANG MACH. ELEC
MD | 0166 | Parts |  | CLIP | A62100023 | 51213715036 | CLIP,MC0118N,KUMCHANG MACH. ELEC.,CLIP 1'RY 400A | ea | E31 | 10 | 10 | ea | CLIP,CLIP,1'RY 400A MC0118N KUMCHANG MACH. ELEC
MD | 0166 | Parts |  | CLIP | A62100023 | 51213715036 | CLIP,MC0118N,KUMCHANG MACH. ELEC.,CLIP 1'RY 400A | ea | M10 | 24 | 24 | ea | CLIP,CLIP,1'RY 400A MC0118N KUMCHANG MACH. ELEC
MD | 0166 | Parts |  | CLIP | A62100024 | 51213715037 | CLIP,2'RY MOVING & FIXED 225A(M5 X 22SQ)FOR H/V/GN-TYPE | ea | E31 | 7 | 7 | ea | CLIP,CLIP,2'RY MOVING & FIXED 225A(M5 X 22SQ) FOR H/V/GN-TYPE
MD | 0166 | Parts |  | CLIP | A62100025 | 51213715038 | CLIP,2'RY MOVING & FIXED 35A(M5 X 8SQ)FOR H/V/GN-TYPE | ea | M10 | 5 | 5 | ea | CLIP,CLIP,2'RY MOVING & FIXED 35A(M5 X 8SQ) FOR H/V/GN-TYPE
MD | 0166 | Parts |  | CLIP | A62100044 | 51213715039 | CLIP,CLIP,DC-M1C-M-D-65-3-250,1RY(LINE SIDE) MOVING 3P 250A,SUSOL MCC, K CODE 01660000170, DAECHANG ELEC, KOREA | ea | E31 | 59 | 59 | ea | CLIP,CLIP,SOLUTION MCC,1'RY(LINE SIDE) MOVING 3P 250A DC-M1C-M-D-65-3-250 K CODE 01660000170 DAECHANG ELEC/KOREA
MD | 0166 | Parts |  | CLIP | A62100044 | 51213715039 | CLIP,CLIP,DC-M1C-M-D-65-3-250,1RY(LINE SIDE) MOVING 3P 250A,SUSOL MCC, K CODE 01660000170, DAECHANG ELEC, KOREA | ea | M10 | 6 | 6 | ea | CLIP,CLIP,SOLUTION MCC,1'RY(LINE SIDE) MOVING 3P 250A DC-M1C-M-D-65-3-250 K CODE 01660000170 DAECHANG ELEC/KOREA
MD | 0166 | Parts |  | CLIP | A62100045 | 51213715040 | CLIP,CLIP,DC-M1C-M-D-65-4-250,1RY(LINE SIDE) MOVING 4P 250A,SUSOL MCC, K CODE 01660000171 , DAECHANG ELEC,KOREA | ea | M10 | 5 | 5 | ea | CLIP,CLIP,SOLUTION MCC,1'RY(LINE SIDE) MOVING 4P 250A DC-M1C-M-D-65-4-250 K CODE 01660000170 DAECHANG ELEC/KOREA
MD | 0166 | Parts |  | CLIP | A62100046 | 51213715041 | CLIP,CLIP,DC-M1C-M-D-65-3-400,1RY(LINE SIDE) MOVING 3P 400A,SUSOL MCC, K CODE 1660000094, DAECHANG ELEC., KOREA | ea | E31 | 9 | 9 | ea | CLIP,CLIP,SOLUTION MCC,1'RY(LINE SIDE) MOVING 3P 400A DC-M1C-M-D-65-3-400 K CODE 1660000094 DAECHANG ELEC/KOREA
MD | 0166 | Parts |  | CLIP | A62100050 | 51213715042 | CLIP,CLIP,DC-M2C-M-A-25-3-250,2RY(LOAD SIDE) MOVING 3P 250A,SUSOL MCC, K CODE 01660000176 ,DAECHANG ELEC. KOREA | ea | E31 | 4 | 4 | ea | CLIP,CLIP,SOLUTION MCC,2'RY(LOAD SIDE) MOVING 3P 250A DC-M2C-M-A-25-3-250 K CODE 01660000176 DAECHANG ELEC/KOREA
MD | 0166 | Parts |  | CLIP | A62100051 | 51213715043 | CLIP,CLIP,DC-M2C-F-A-25-3-250,2RY(LOAD SIDE) FIXED 3P 250A, SUSOL MCC, K CODE 01660000177, DAECHANG ELEC, KOREA | ea | E31 | 1 | 1 | ea | CLIP,CLIP,SOLUTION MCC,2'RY(LOAD SIDE) FIXED 3P 250A DC-M2C-F-A-25-3-250 K CODE 01660000177 DAECHANG ELEC/KOREA
MD | 0166 | Parts |  | CLIP | A62100051 | 51213715043 | CLIP,CLIP,DC-M2C-F-A-25-3-250,2RY(LOAD SIDE) FIXED 3P 250A, SUSOL MCC, K CODE 01660000177, DAECHANG ELEC, KOREA | ea | M10 | 1 | 1 | ea | CLIP,CLIP,SOLUTION MCC,2'RY(LOAD SIDE) FIXED 3P 250A DC-M2C-F-A-25-3-250 K CODE 01660000177 DAECHANG ELEC/KOREA
MD | 0166 | Parts |  | CLIP | A62100052 | 51213715044 | CLIP,CLIP,DC-M2C-M-A-25-4-250,2RY(LOAD SIDE) MOVING 4P 250A, SUSOL MCC, K CODE 01660000178, DAECHANG ELEC, KOREA | ea | M10 | 5 | 5 | ea | CLIP,CLIP,SOLUTION MCC,2'RY(LOAD SIDE) MOVING 4P 250A DC-M2C-M-A-25-4-250 K CODE 01660000178 DAECHANG ELEC/KOREA
MD | 0166 | Parts |  | CLIP | A62100053 | 51213715045 | CLIP,CLIP,DC-M2C-F-A-25-4-250,2RY(LOAD SIDE) FIXED 4P 250A,SUSOL MCC, K CODE 01660000179, DAECHANG ELEC, KOREA | ea | M10 | 5 | 5 | ea | CLIP,CLIP,SOLUTION MCC,2'RY(LOAD SIDE) FIXED 4P 250A DC-M2C-F-A-25-4-250 K CODE 01660000179 DAECHANG ELEC/KOREA
MD | 0166 | Parts |  | CLIP | A62100054 | 51213715046 | CLIP,CLIP,DC-M2C-M-D-60-3-400,2RY(LOAD SIDE) MOVING 3P 400A, SUSOL MCC, K CODE 1660000102, DAECHANG ELEC., KOREA | ea | E31 | 9 | 9 | ea | CLIP,CLIP,SOLUTION MCC,2'RY(LOAD SIDE) MOVING 3P 400A DC-M2C-M-D-60-3-400 K CODE 1660000102 DAECHANG ELEC/KOREA
MD | 0166 | Parts |  | CLIP | A62100055 | 51213715047 | CLIP,CLIP,DC-M2C-F-D-60-3-400,2RY(LOAD SIDE) FIXED 3P 400A,SUSOL MCC, K CODE 1660000103, DAECHANG ELEC., KOREA | ea | E31 | 8 | 8 | ea | CLIP,CLIP,SOLUTION MCC,2'RY(LOAD SIDE) FIXED 3P 400A DC-M2C-F-D-60-3-400 K CODE 1660000103 DAECHANG ELEC/KOREA
MD | 0166 | Parts |  | CLIP | A62100055 | 51213715047 | CLIP,CLIP,DC-M2C-F-D-60-3-400,2RY(LOAD SIDE) FIXED 3P 400A,SUSOL MCC, K CODE 1660000103, DAECHANG ELEC., KOREA | ea | M10 | 1 | 1 | ea | CLIP,CLIP,SOLUTION MCC,2'RY(LOAD SIDE) FIXED 3P 400A DC-M2C-F-D-60-3-400 K CODE 1660000103 DAECHANG ELEC/KOREA
MD | 0166 | Parts |  | CLIP | A62100064 | 51213715048 | CLIP,CLIP,DC-M3C-M-S-N-24-10,3RY(CONTROL SIDE) MOVING 24P(NO.1-24)10A, SUSOL MCC, K CODE 01660000112, DAECHANG ELEC., KOREA | ea | M10 | 4 | 4 | ea | CLIP,CLIP,SOLUTION MCC,3'RY(CONTROL SIDE) MOVING 24P(NO.1-24)10A DC-M3C-M-S-N-24-10 K CODE 01660000112 DAECHANG ELEC/KOREA
MD | 0166 | Parts |  | CLIP | A62100065 | 51213715049 | CLIP,CLIP,DC-M3C-F-S-N-24-10,3RY(CONTROL SIDE) FIXED 24P(NO.1-24)10A, SUSOL MCC, K CODE 01660000113, DAECHANG ELEC., KOREA | ea | M10 | 2 | 2 | ea | CLIP,CLIP,SOLUTION MCC,3'RY(CONTROL SIDE) FIXED 24P(NO.1-24)10A DC-M3C-F-S-N-24-10 K CODE 01660000113 DAECHANG ELEC/KOREA
MD | 0166 | Parts |  | CLIP | A62100066 | 51213715050 | CLIP,CLIP,DC-M3C-M-S-N-24-10,3RY(CONTROL SIDE) MOVING 24P(NO.25-48)10A, SUSOL MCC, K CODE 01660000115, DAECHANG ELEC., KOREA | ea | E31 | 64 | 64 | ea | CLIP,CLIP,SOLUTION MCC,3'RY(CONTROL SIDE) MOVING 24P(NO.25-48)10A DC-M3C-M-S-N-24-10 K CODE 01660000115 DAECHANG ELEC/KOREA
MD | 0166 | Parts |  | CLIP | A62100067 | 51213715051 | CLIP,CLIP,DC-M3C-F-S-N-24-10,3RY(CONTROL SIDE) FIXED 24P(NO.25-48)10A, SUSOL MCC, K CODE 01660000116, DAECHANG ELEC., KOREA | ea | E31 | 63 | 63 | ea | CLIP,CLIP,SOLUTION MCC,3'RY(CONTROL SIDE) FIXED 24P(NO.25-48)10A DC-M3C-F-S-N-24-10 K CODE 01660000116 DAECHANG ELEC/KOREA
MD | 0166 | Parts |  | CLIP | A62100072 | 51213715052 | CLIP,CLIP,LOWER(SIBA),LVC G,K CODE NUMBER:51213715008 | ea | E31 | 126 | 126 | ea | CLIP,CLIP,LOWER(SIBA) LVC G,K CODE NUMBER:51213715008
MD | 0166 | Parts |  | CLIP | A62100072 | 51213715052 | CLIP,CLIP,LOWER(SIBA),LVC G,K CODE NUMBER:51213715008 | ea | M10 | 6 | 6 | ea | CLIP,CLIP,LOWER(SIBA) LVC G,K CODE NUMBER:51213715008
MD | 0166 | Parts |  | CLIP | A62100073 | 51213715053 | CLIP,CLIP,UPPER(SIBA),LVC G,K CODE NUMBER:51213715009 | ea | E31 | 126 | 126 | ea | CLIP,CLIP,UPPER(SIBA) LVC G,K CODE NUMBER:51213715009
MD | 0166 | Parts |  | CLIP | A62100073 | 51213715053 | CLIP,CLIP,UPPER(SIBA),LVC G,K CODE NUMBER:51213715009 | ea | M10 | 6 | 6 | ea | CLIP,CLIP,UPPER(SIBA) LVC G,K CODE NUMBER:51213715009
MD | 0166 | Parts |  | CLIP | A62100084 | 51213715054 | CLIP,CLIP,DC-M2C-M-D-60-4-400,2RY(LOAD SIDE) MOVING 4P 400A, ,SUSOL MCC, ìžìž¬ë²ˆí˜¸1660000182, DAECHANG ELEC., KOREA | ea | M10 | 1 | 1 | ea | CLIP,CLIP,SOLUTION MCC,2'RY(LOAD SIDE) MOVING 4P 400A DC-M2C-M-D-60-4-400 K CODE 1660000182 DAECHANG ELEC/KOREA
MD | 0166 | Parts |  | CLIP | A62100086 | 51213715055 | CLIP,3'RY MOVING/FIXED 24P 10A,SOLUTION MCC,MC0106-1,VER.1 | ea | M10 | 41 | 41 | ea | CLIP,CLIP,SOLUTION MCC,3'RY MOVING/FIXED 24P 10A MC0106-1 VER.1
MD | 0166 | Parts |  | CLIP | A62100087 | 51213715055 | CLIP,CLIP CONTROL BUS 4P 2SQ, MC0104-P1 & MC0105-P4,SOLUTION MCC,COMBINE DETAIL MC1344 & MC1342 WITH BUSBAR MC1339 (P1,P2),KOREA | ea | E31 | 8 | 8 | ea | CLIP,CLIP,SOLUTION MCC,3'RY MOVING/FIXED 24P 10A MC0106-1 VER.1
MD | 0166 | Parts |  | CLIP | A62100087 | 51213715055 | CLIP,CLIP CONTROL BUS 4P 2SQ, MC0104-P1 & MC0105-P4,SOLUTION MCC,COMBINE DETAIL MC1344 & MC1342 WITH BUSBAR MC1339 (P1,P2),KOREA | ea | M10 | 36 | 36 | ea | CLIP,CLIP,SOLUTION MCC,3'RY MOVING/FIXED 24P 10A MC0106-1 VER.1
MD | 0186 | Parts |  | DUCT | A62500047 |  | DUCT,SWD6060,60,60,2000,GRAY,LINK WELL/CHINA | ea | M20 | 315 | 315 | #N/A | #N/A
MD | 0186 | Parts |  | DUCT | A62500048 |  | DUCT,SWD4025,25,40,2000,GRAY,LINK WELL/CHINA | ea | M20 | 67 | 67 | #N/A | #N/A
MD | 0186 | Parts |  | DUCT | A62500049 |  | DUCT,SWD6040 LD,40,60,2000,GRAY,LINK WELL/CHINA | ea | M20 | 56 | 56 | #N/A | #N/A
MD | 0186 | Parts |  | DUCT | A62500052 |  | DUCT,SWD8080 LD,80,80,2000,GRAY,LINK WELL/CHINA | ea | M20 | 100 | 100 | #N/A | #N/A
MD | 0186 | Parts |  | DUCT | A62500057 |  | DUCT,PXC6040,W60,H40,2000 SLOT 6mm,GRAY,HANGZHOU/CHINA | ea | M10 | 10 | 10 | #N/A | #N/A
MD | 0186 | Parts |  | DUCT | A62500081 |  | DUCT,Duct Cover SWD6060,W60,2000,GRAY,LINK WELL/CHINA | ea | M10 | 19 | 19 | #N/A | #N/A
MD | 0186 | Parts |  | DUCT | A62500083 |  | DUCT,DUCT 25X40(UL),W25,H40,L2000,WHITE,YONGSHIN/KOREAN | ea | M10 | 67 | 67 | #N/A | #N/A
MD | 0186 | Parts |  | DUCT | A62500084 |  | DUCT,DUCT 40X40(UL),W40,H40,L2000,WHITE,YONGSHIN/KOREAN | ea | M10 | 55.6 | 55.6 | #N/A | #N/A
MD | 0186 | Parts |  | DUCT | A62500087 |  | DUCT,DUCT 80X80(UL),W80,H80,L2000,WHITE,YONGSHIN/KOREAN | ea | M10 | 0.5 | 0.5 | #N/A | #N/A
MD | 0186 | Parts |  | DUCT | A62500088 |  | DUCT,SWD6025 LD,W25,H60,2000,GRAY,LINK WELL/CHINA | ea | M10 | 90 | 90 | #N/A | #N/A
MD | 0186 | Parts |  | DUCT | A62500093 |  | DUCT,CD-A4080 I,DUCT 40x80(UL),W40,H80,L2000,IVORY,HIVERO/KOREAN | ea | M10 | 55 | 55 | #N/A | #N/A
MD | 0186 | Parts |  | DUCT | A62500094 |  | DUCT,CD-A6060 I,DUCT 60x60(UL),W60,H60,L2000,IVORY,HIVERO/KOREAN | ea | M10 | 640 | 640 | #N/A | #N/A
MD | 0216 | Parts |  | HANDLE | A62700014 | 02160000768 | HANDLE,HD-90B,HYUNDAI HANDLE Ind. | ea | M10 | 99 | 99 | #N/A | #N/A
MD | 0216 | Parts |  | HANDLE | A62700018 | 02160000769 | HANDLE,AB102-1-1,LONG SHAFT,22-64,GRAY,HENGZHU/CHINA | ea | M10 | 9 | 9 | #N/A | #N/A
MD | 0216 | Parts |  | HANDLE | A62700047 | 02160000771 | HANDLE,HD-6-11,FOR DB,WHITE,HYUNDAI HANDLE Ind. | set | M10 | 39 | 39 | #N/A | #N/A
MD | 0216 | Parts |  | HANDLE | A62700116 | 02160000770 | HANDLE,24KV,12KV,7.2KV,MCSG,SILVER,K-CODE NUMBER:02160000388,LEFT TYPE | set | M20 | 65 | 65 | #N/A | #N/A
MD | 0216 | Parts |  | HANDLE | A62700253 | 02160000772 | HANDLE,HD-310,Right open type,HYUNDAI HANDLE Ind/KOREA | set | M10 | 4 | 4 | #N/A | #N/A
MD | 0216 | Parts |  | HANDLE | A62700264 | 02160000773 | HANDLE,HANDLE,LSH-M1(êµ¬ HD-14),MODULE,RIGHT OPEN TYPE,K CODE NUMBER: 02160000500,HYUNDAI HANDLE Ind. | ea | E31 | 8 | 8 | #N/A | #N/A
MD | 0216 | Parts |  | HANDLE | A62700264 | 02160000773 | HANDLE,HANDLE,LSH-M1(êµ¬ HD-14),MODULE,RIGHT OPEN TYPE,K CODE NUMBER: 02160000500,HYUNDAI HANDLE Ind. | ea | M10 | 4 | 4 | #N/A | #N/A
MD | 0216 | Parts |  | HANDLE | A62700310 | 02160000774 | HANDLE,HANDLE,NHBC-20H,FOR H/V/GN-TYPE&PBD,ABE203C/204C/ABS203C/204C/ABH203C/204C,BLACK,HORIZONTAL WITH DOOR LATCH,DAECHANG ELEC. | ea | M10 | 37 | 37 | #N/A | #N/A
MD | 0216 | Parts |  | HANDLE | A62700312 | 02160000776 | HANDLE,HANDLE,NHBC-3H,FOR H/V/GN-TYPE&PBD,ABS53C/54C/63C/64C/ABE103C/ABH33C,BLACK,HORIZONTAL WITH DOOR LATCH,DAECHANG ELEC. | ea | M10 | 28 | 28 | #N/A | #N/A
MD | 0216 | Parts |  | HANDLE | A62700314 | 02160000777 | HANDLE,HANDLE,NHBC-6H,FOR H/V/GN-TYPE&PBD,ABH53C/54C/103C/104C/ABS103C/104C,BLACK,HORIZONTAL WITH DOOR LATCH,DAECHANG ELEC. | ea | M10 | 24 | 24 | #N/A | #N/A
MD | 0216 | Parts |  | HANDLE | A62700326 | 02160000778 | HANDLE,HD-T-4, HYUNDAI,C-AIS,BLACK COLOR,S44297736 | set | E31 | 3 | 3 | #N/A | #N/A
MD | 0216 | Parts |  | HANDLE | A62700326 | 02160000778 | HANDLE,HD-T-4, HYUNDAI,C-AIS,BLACK COLOR,S44297736 | set | M10 | 4 | 4 | #N/A | #N/A
MD | 0216 | Parts |  | HANDLE | A62700331 | 02160000779 | HANDLE,HANDLE,MCSG,Left open type,DOUBLE LOCK,HYUNDAI HANDLE Ind.(CODE :02160000442) | set | M20 | 72 | 72 | #N/A | #N/A
MD | 0216 | Parts |  | HANDLE | A62700415 | 02160000780 | HANDLE,HANDLE,MCSG,Right open type,DOUBLE LOCK,HYUNDAI HANDLE Ind.(CODE :02160000441) | set | E31 | 92 | 92 | #N/A | #N/A
MD | 0216 | Parts |  | HANDLE | A62700416 | 02160000781 | HANDLE,Bright chrome palting K0200,MS104C-1-1G,HENGZHU/CHINA | ea | M10 | 175 | 175 | #N/A | #N/A
MD | 0216 | Parts |  | HANDLE | A62700417 |  | HANDLE,Bright chrome palting K0200,MS104C-2-1G,HENGZHU/CHINA | ea | M10 | 3 | 3 | #N/A | #N/A
MD | 0216 | Parts |  | HANDLE | A62700418 | 02160000775 | HANDLE,HD-310,Left open type,HYUNDAI HANDLE Ind/KOREA | set | M10 | 11 | 11 | #N/A | #N/A
MD | 0216 | Parts |  | HANDLE | A62700424 | 02160000782 | HANDLE,HD-97,LS Mark,HYUNDAI HANDLE Ind/KOREA | ea | E31 | 2 | 2 | #N/A | #N/A
MD | 0216 | Parts |  | HANDLE | A62700424 | 02160000782 | HANDLE,HD-97,LS Mark,HYUNDAI HANDLE Ind/KOREA | ea | M10 | 117 | 117 | #N/A | #N/A
MD | 0216 | Parts |  | HANDLE | A62700426 | 02160000783 | HANDLE,HD R700 KEY SET (OPPOSITION TYPE),S44309751,HYUNDAI HANDLE Ind. | ea | M10 | 3 | 3 | #N/A | #N/A
MD | 0216 | Parts |  | HANDLE | A62700428 | 02160000784 | HANDLE,HANDLE,UNIT GEAR ASSY,SUSOL MCC,K CODE 2160000573, DAECHANG ELEC, KOREA | ea | M10 | 6 | 6 | #N/A | #N/A
MD | 0216 | Parts |  | HANDLE | A62700429 | 02160000785 | HANDLE,HANDLE,HD-P-2,SUSOL MCC,K CODE 2160000547, HYUNDAI HANDLE Ind, KOREA | ea | E31 | 530 | 530 | #N/A | #N/A
MD | 0216 | Parts |  | HANDLE | A62700429 | 02160000785 | HANDLE,HANDLE,HD-P-2,SUSOL MCC,K CODE 2160000547, HYUNDAI HANDLE Ind, KOREA | ea | M10 | 576 | 576 | #N/A | #N/A
MD | 0216 | Parts |  | HANDLE | A62700430 | 02160000786 | HANDLE,HANDLE,DRAW HANDLE LARGE,SUSOL MCC,GM0802,K CODE 55214111013, HYUNDAI HANDLE IND, KOREA | ea | E31 | 337 | 337 | #N/A | #N/A
MD | 0216 | Parts |  | HANDLE | A62700432 | 02160000787 | HANDLE,HANDLE,OPH 250A LOCKER BRACKET ASSY,SUSOL MCC, K CODE 02160000544, DAECHANG ELEC, KOREA | ea | M10 | 4 | 4 | #N/A | #N/A
MD | 0216 | Parts |  | HANDLE | A62700433 | 02160000788 | HANDLE,HANDLE,OPH 400A AND 630A LOCKER BRACKET ASSY,SUSOL MCC, K CODE 02160000571, DAECHANG ELEC, KOREA | ea | E31 | 34 | 34 | #N/A | #N/A
MD | 0216 | Parts |  | HANDLE | A62700433 | 02160000788 | HANDLE,HANDLE,OPH 400A AND 630A LOCKER BRACKET ASSY,SUSOL MCC, K CODE 02160000571, DAECHANG ELEC, KOREA | ea | M10 | 3 | 3 | #N/A | #N/A
MD | 0216 | Parts |  | HANDLE | A62700439 | 02160000789 | HANDLE,24kV,21kA,HANDLE ASS'Y, ONOFF,EARTH_VINA,FOR ES SJE-CN2420G,DWG NO :E55223172803,SANJEON/KOREA | ea | E31 | 3 | 3 | #N/A | #N/A
MD | 0216 | Parts |  | HANDLE | A62700439 | 02160000789 | HANDLE,24kV,21kA,HANDLE ASS'Y, ONOFF,EARTH_VINA,FOR ES SJE-CN2420G,DWG NO :E55223172803,SANJEON/KOREA | ea | M10 | 4 | 4 | #N/A | #N/A
MD | 0216 | Parts |  | HANDLE | A62700445 | 02160000790 | HANDLE,HANDLE,HD-P-2,LV MDB,CAM LOCK,W44308564,K CODE NUMBER:2160000607,HYUNDAI HANDLE Ind. | set | M10 | 153 | 153 | #N/A | #N/A
RMU | 0216 | Parts |  | HANDLE | A62700447 | 5521VR69001 | HANDLE,HANDLE, L2 21, GRMU, DRAWING 55213569001, DAESIN, KOREA | ea | M10 | 66 | 66 | ea | HANDLE,L2 21,GRMU,VR
MD | 0216 | Parts |  | HANDLE | A62700449 | 02160000791 | HANDLE,MS306,MS306-2-1,IP65,HENGZHU/CHINA | ea | M10 | 1 | 1 | #N/A | #N/A
MD | 0216 | Parts |  | HANDLE | A62700457 | 02160000809 | HANDLE,HANDLE ASSY,SWING HANDLE(9800),502-12-12-03-00-12(Padlock Application),LV,MESAN(DOA TEC),K-CODE NUMBER:55224112002 | ea | M10 | 5 | 5 | #N/A | #N/A
RMU | 0216 | Parts |  | HANDLE | A62700462 | 5521VR68002 | HANDLE,FUSE COVER(14.5MM),GRMU LFL, K CODE 55213568002, DAESIN, KOREA | ea | M10 | 12 | 12 | ea | HANDLE,FUSE COVER,GRMU LFL,VR
MD | 0216 | Parts |  | HANDLE | A62700486 | 02160000750 | HANDLE,HANDLE,Panel,PHENOL MC1323,VIETNAM | ea | M10 | 766 | 766 | #N/A | #N/A
MD | 0216 | Parts |  | HANDLE | A62700487 | 02160000796 | HANDLE,HD-R-4,ZDC SOLUTION MCC,VIETNAM | ea | M10 | 32 | 32 | #N/A | #N/A
MD | 0216 | Parts |  | HANDLE | A62700488 | 02160000797 | HANDLE,POSITION-LOCKER/O,VIETNAM | ea | M10 | 81 | 81 | #N/A | #N/A
MD | 0216 | Parts |  | HANDLE | A62700490 | 02160000798 | HANDLE,HD-T-32,3 POSITION LOCK BAR,VIETNAM | ea | M10 | 24 | 24 | #N/A | #N/A
MD | 0216 | Parts |  | HANDLE | A62700497 | 02160000799 | HANDLE,HANDLE VH-06H50B13, DRAWING NUMBER S44064443 (REPAIR EXTEN 265MM),VIETNAM | ea | M10 | 2 | 2 | #N/A | #N/A
MD | 0216 | Parts |  | HANDLE | A62700505 | 02160000800 | HANDLE,HANDLE,HD-90A, W/STICKER,MCC, P-COVER,VIETNAM | ea | M10 | 527 | 527 | #N/A | #N/A
MD | 0216 | Parts |  | HANDLE | A62700506 | 02160000801 | HANDLE,HANDLE,HD-90B, W/STICKER,MCC, P-COVER,VIETNAM | ea | M10 | 358 | 358 | #N/A | #N/A
MD | 0216 | Parts |  | HANDLE | A62700508 | 02160000802 | HANDLE,12-24kV,21kA,HANDLE ASS'Y_SN, ONOFF,EARTH_VINA,FOR ES SJE-SN,Kcode :E55223172801,SANJEON/KOREA | ea | M10 | 6 | 6 | #N/A | #N/A
MD | 0216 | Parts |  | HANDLE | A62700510 | 02160000810 | HANDLE,AB102-1-2.2,LONG SHAFT,22-64,GRAY,HENGZHU/CHINA | ea | M10 | 71 | 71 | #N/A | #N/A
MD | 0216 | Parts |  | HANDLE | A62700531 | 02160000803 | HANDLE,HANDLE,BACK COVER,PL004-2,HENGZHU/CHINA | ea | M10 | 16 | 16 | #N/A | #N/A
MD | 0216 | Parts |  | HANDLE | A62700532 | 02160000804 | HANDLE,PULL TAB,BYCAP-1,BLACK COLOR,K-CODE NUMBER:2160000663,KOREA | ea | M10 | 77 | 77 | #N/A | #N/A
MD | 0216 | Parts |  | HANDLE | A62700537 | 02160000805 | HANDLE,Gay chrome Plating,MS104C-1-1G.2T,KEY SEPARATE,SE/CHINA | ea | M10 | 1 | 1 | #N/A | #N/A
MD | 0216 | Parts |  | HANDLE | A62700552 | 02160000806 | HANDLE,Multi-Handle - Auto-lock Handle,KAHL-1057-B(L),Left open type,Chrome plating and glossy,Korea Alps | ea | M10 | 4 | 4 | #N/A | #N/A
MD | 0216 | Parts |  | HANDLE | A62700560 | 02160000807 | HANDLE,24KV,12KV,7.2KV,MCSG,SILVER,DWG:02160000388,LEFT TYPE,VIETNAM | ea | M10 | 61 | 61 | #N/A | #N/A
MD | 0216 | Parts |  | HANDLE | A62700561 | 02160000808 | HANDLE,HANDLE,MCSG,Left open type,DOUBLE LOCK,(CODE :02160000442),VIETNAM | ea | M10 | 91 | 91 | #N/A | #N/A
MD | 4641 | Parts |  | HINGE | A62800004 | 46418200028 | HINGE,RING,SA014L002-1 | ea | M10 | 2206 | 2206 | ea | HINGE,RING,SA014L002_1
MD | 4641 | Parts |  | HINGE | A62800006 | 46418200026 | HINGE,FOR MALEÂ®,6133-M5069-2 | ea | M10 | 58 | 58 | ea | HINGE,FOR MALE ®,6133-M5069-2
MD | 4641 | Parts |  | HINGE | A62800009 | 46418200029 | HINGE,HINGE MALE/LEFT,MCC,MH84-0001-P1,DAESUNG Co. | ea | M10 | 263 | 263 | set | HINGE,HINGE MALE/LEFT,MCC,MH84-0001_P1,DAESUNG Co.
MD | 4641 | Parts |  | HINGE | A62800010 | 46418200030 | HINGE,HINGE MALE/RIGHT,MH84-0001-P2,DAESUNG Co. | ea | M10 | 190 | 190 | set | HINGE,HINGE MALE/RIGHT,MH84-0001_P2,DAESUNG Co.
MD | 4641 | Parts |  | HINGE | A62800012 | 46418200014 | HINGE,W44100001,PANEL | ea | M10 | 101 | 101 | ea | HINGE,PANEL,W44100001
MD | 4641 | Parts |  | HINGE | A62800013 | 46418200033 | HINGE,HD-HP-32,HYUNDAI HANDLE/KOREA | ea | E31 | 418 | 418 | set | HINGE,HD-HP- 32,HYUNDAI HANDLE/KOREA
MD | 4641 | Parts |  | HINGE | A62800020 | 46418200035 | HINGE,HINGE,HL051-2.3,HENGZHU/CHINA | ea | M10 | 324 | 324 | ea | HINGE,HL051- 2.3,HENGZHU/CHINA
MD | 4641 | Parts |  | HINGE | A62800022 |  | HINGE,HINGE,DOOR SUSOL HINGE,LV,HV(MESG) MODULE,K-CODE NUMBER:46423172501/HYUNDAI HANDLE/KOREA | ea | M10 | 31 | 31 | #N/A | #N/A
MD | 4641 | Parts |  | HINGE | A62800027 | 46418200031 | HINGE,HINGE PIANO(H2300L1138),PANEL,SJ050001,HYUNDAI HANDLE/KOREA | ea | E31 | 27 | 27 | set | HINGE,HINGE PIANO (H2300L1138),PANEL,SJ050001,HYUNDAI HANDLE/KOREA
MD | 4641 | Parts |  | HINGE | A62800027 | 46418200031 | HINGE,HINGE PIANO(H2300L1138),PANEL,SJ050001,HYUNDAI HANDLE/KOREA | ea | M10 | 27 | 27 | set | HINGE,HINGE PIANO (H2300L1138),PANEL,SJ050001,HYUNDAI HANDLE/KOREA
MD | 4641 | Parts |  | HINGE | A62800028 | 46418200034 | HINGE,HINGE LINER,PANEL,SJ050005,HYUNDAI HANDLE/KOREA | ea | M10 | 11 | 11 | set | HINGE,HINGE LINER,PANEL,SJ050005,HYUNDAI HANDLE/KOREA
MD | 4641 | Parts |  | HINGE | A62800032 | 46418200015 | HINGE,HINGE,PROTECTION COVER,PANEL,SJ050004C1-LEFT,HYUNDAI HANDLE/KOREA | set | E31 | 625 | 625 | set | HINGE,PROTECTION COVER,PANEL,SJ050004C1-LEFT,HYUNDAI HANDLE/KOREA
MD | 4641 | Parts |  | HINGE | A62800036 | 46418200032 | HINGE,HINGE PIANO(H2200L1088),PANEL,WJ050028 | ea | E31 | 96 | 96 | set | HINGE,HINGE PIANO (H2200L1088),PANEL,WJ050028
MD | 4641 | Parts |  | HINGE | A62800036 | 46418200032 | HINGE,HINGE PIANO(H2200L1088),PANEL,WJ050028 | ea | M10 | 4 | 4 | set | HINGE,HINGE PIANO (H2200L1088),PANEL,WJ050028
MD | 4641 | Parts |  | HINGE | A62800049 | 46418200016 | HINGE,HINGE,CL219Z1A001(BLACK),SHENGJIU | ea | M10 | 4 | 4 | ea | HINGE,CL219Z1A001(BLACK),SHENGJIU
MD | 4641 | Parts |  | HINGE | A62800053 |  | HINGE,HINGE,FRAME,1,WITH PIN, K CODE 46414112002, HYUNDAI HANDLE IND, KOREA | ea | E31 | 142 | 142 | #N/A | #N/A
MD | 4641 | Parts |  | HINGE | A62800053 |  | HINGE,HINGE,FRAME,1,WITH PIN, K CODE 46414112002, HYUNDAI HANDLE IND, KOREA | ea | M10 | 221 | 221 | #N/A | #N/A
MD | 4641 | Parts |  | HINGE | A62800055 |  | HINGE,HINGE,LAMP BOARD HINGE PIN,SUSOL MCC,GM0077, K CODE 46414111486, HYUNDAI HANDLE IND, KOREA | ea | E31 | 757 | 757 | #N/A | #N/A
MD | 4641 | Parts |  | HINGE | A62800055 |  | HINGE,HINGE,LAMP BOARD HINGE PIN,SUSOL MCC,GM0077, K CODE 46414111486, HYUNDAI HANDLE IND, KOREA | ea | M10 | 32 | 32 | #N/A | #N/A
MD | 4641 | Parts |  | HINGE | A62800057 |  | HINGE,HINGE,DOOR PNL,INSIDE,GM9269, K CODE 46414112001, KOREA | ea | M10 | 721 | 721 | #N/A | #N/A
MD | 4641 | Parts |  | HINGE | A62800061 | 46418200017 | HINGE,HINGE,PROTECTION COVER,PANEL,SJ050004C2-RIGHT,HYUNDAI HANDLE/KOREA | set | E31 | 134 | 134 | set | HINGE,PROTECTION COVER,PANEL,SJ050004C2-RIGHT,HYUNDAI HANDLE/KOREA
MD | 4641 | Parts |  | HINGE | A62800063 | 46418200010 | HINGE,HINGE,HL025-1.3,Balck power coated,HENGZHU/CHINA | ea | M10 | 964 | 964 | ea | HINGE,HL025-1.3,Balck power coated,HENGZHU/CHINA
MD | 4641 | Parts |  | HINGE | A62800067 |  | HINGE,FLAT HINGE, K CODE 46413570001, KH-1077, KONGJIN, KOREA | ea | M10 | 101 | 101 | #N/A | #N/A
MD | 4641 | Parts |  | HINGE | A62800068 | 46418200011 | HINGE,HINGE,HL011-1.3,Black powder coated,HENGZHU/CHINA | ea | M10 | 113 | 113 | ea | HINGE,HL011-1.3,Black powder coated,HENGZHU/CHINA
MD | 4641 | Parts |  | HINGE | A62800074 | 46418200018 | HINGE,HINGE,DOOR SUSOL HINGE,LV,HV(MESG) MODULE,46423172501,VIETNAM | ea | M10 | 153 | 153 | ea | HINGE,DOOR SUSOL HINGE,LV,HV(MESG) MODULE,46423172501,VIETNAM
MD | 4641 | Parts |  | HINGE | A62800075 | 46418200019 | HINGE,HINGE,PANEL-GL TYPE,W44100001,VINH AN/VIETNAM | ea | M10 | 3 | 3 | ea | HINGE,PANEL-GL TYPE,W44100001,VINH AN/VIETNAM
MD | 4641 | Parts |  | HINGE | A62800076 | 46418200020 | HINGE,HINGE,PANEL-GL TYPE,W44100001,VIETNAM | ea | M10 | 63 | 63 | ea | HINGE,PANEL-GL TYPE,W44100001,VIETNAM
MD | 4641 | Parts |  | HINGE | A62800078 |  | HINGE,HINGE,DOOR PNL,INSIDE,K CODE 46414112001, GM9269 (REV),KOREA | ea | M10 | 56 | 56 | #N/A | #N/A
MD | 4641 | Parts |  | HINGE | A62800084 | 46418200021 | HINGE,HINGE,HL036-1.3,Black powder coated,HENGZHU/CHINA | ea | M10 | 69 | 69 | ea | HINGE,HL036-1.3,Black powder coated,HENGZHU/CHINA
MD | 4641 | Parts |  | HINGE | A62800085 | 46418200022 | HINGE,HINGE,DOOR SUSOL HINGE,LV,HV(MESG) MODULE,46423172501/With HEX SOCKET SCREW M10L12 *2+FLAT SOCKET SCREW M10L12*1+P/W M10*3,VIETNAM | ea | M10 | 787 | 787 | ea | HINGE,DOOR SUSOL HINGE,LV,HV(MESG) MODULE,46423172501/With HEX SOCKET SCREW M10L12 *2+FLAT SOCKET SCREW M10L12*1+P/W M10*3,VIETNAM
MD | 4641 | Parts |  | HINGE | A62800091 | 46418200023 | HINGE,HINGE,EM-63-16.2,WIth HEX BOLT M8L16*3+P/W*3+S/W*3,VIETNAM | ea | M10 | 1610 | 1610 | ea | HINGE,EM-63-16.2,WIth HEX BOLT M8L16*3+P/W*3+S/W*3,VIETNAM
MD | 4641 | Parts |  | HINGE | A62800096 | 46418200024 | HINGE,HINGE,EM-CL226B-2A,VIETNAM | ea | M10 | 62 | 62 | ea | HINGE,EM-CL226B-2A,VIETNAM
MD | 4641 | Parts |  | HINGE | A62800097 | 46418200025 | HINGE,HINGE,EM-63-16.1,VIETNAM | ea | M10 | 78 | 78 | ea | HINGE,EM-63-16.1,VIETNAM
MD | 6791 | Parts |  | INSULATOR | A63300035 | 67918200007 | INSULATOR,EPOXY RESIN,DCEI 250,D25 H25,0.6KV,DAEJIN/KOREA | ea | E31 | 104 | 104 | ea | INSULATOR,EPOXY RESIN,DCEI 250,0.6KV,D25 H25,DAEJIN/KOREA
MD | 6791 | Parts |  | INSULATOR | A63300035 | 67918200007 | INSULATOR,EPOXY RESIN,DCEI 250,D25 H25,0.6KV,DAEJIN/KOREA | ea | M20 | 2854 | 2854 | ea | INSULATOR,EPOXY RESIN,DCEI 250,0.6KV,D25 H25,DAEJIN/KOREA
MD | 6791 | Parts |  | INSULATOR | A63300046 | 67914100003 | INSULATOR,EPOXY RESIN,LGD-11090,D90 H110,SG120012,LIQUID | ea | M10 | 4 | 4 | ea | INSULATOR,EPOXY RESIN,LGD-11090,SG120012,D90 H110,LIQUID
MD | 6791 | Parts |  | INSULATOR | A63300050 | 67914100001 | INSULATOR,EPOXY RESIN,LGD-22090,D90 H220,SG120007,LIQUID | ea | M10 | 1 | 1 | ea | INSULATOR,EPOXY RESIN,LGD-22090,SG120007,D90 H220,LIQUID
MD | 6791 | Parts |  | INSULATOR | A63300051 | 67914100002 | INSULATOR,EPOXY RESIN,LGD-4040,D40 H40,SG120013,LIQUID | ea | M10 | 471 | 471 | ea | INSULATOR,EPOXY RESIN,LGD-4040,SG120013,D40 H40,LIQUID
MD | 6791 | Parts |  | INSULATOR | A63300064 | 67914100008 | INSULATOR,EPOXY RESIN,D25 H25,MNS25*25, M6,DOWE/CHINA | ea | M10 | 318 | 318 | ea | INSULATOR,EPOXY RESIN,D25 H25,MNS25*25,M6,DOWE/CHINA
MD | 6791 | Parts |  | INSULATOR | A63300068 | 67914100009 | INSULATOR,EPOXY RESIN,D75 H225,ZJ-24Q, 75*225,DOWE/CHINA | ea | M10 | 60 | 60 | ea | INSULATOR,EPOXY RESIN,D75 H225,ZJ-24Q,75*225,DOWE/CHINA
MD | 6791 | Parts |  | INSULATOR | A63300080 | 67914100004 | INSULATOR,EPOXY RESIN,LGD-11090,D90 H110,SG120012,CAMTEC/KOREA | ea | E31 | 165 | 165 | ea | INSULATOR,EPOXY RESIN,LGD-11090,SG120012,D90 H110,CAMTEC/KOREA
MD | 6791 | Parts |  | INSULATOR | A63300080 | 67914100004 | INSULATOR,EPOXY RESIN,LGD-11090,D90 H110,SG120012,CAMTEC/KOREA | ea | M20 | 30 | 30 | ea | INSULATOR,EPOXY RESIN,LGD-11090,SG120012,D90 H110,CAMTEC/KOREA
MD | 6791 | Parts |  | INSULATOR | A63300082 | 67918200006 | INSULATOR,EPOXY RESIN,LGD-14586,D86 H145,SG120011,CAMTEC/KOREA | ea | E31 | 232 | 232 | ea | INSULATOR,EPOXY RESIN,LGD-14586,SG120011,D86 H145,CAMTEC/KOREA
MD | 6791 | Parts |  | INSULATOR | A63300082 | 67918200006 | INSULATOR,EPOXY RESIN,LGD-14586,D86 H145,SG120011,CAMTEC/KOREA | ea | M10 | 2 | 2 | ea | INSULATOR,EPOXY RESIN,LGD-14586,SG120011,D86 H145,CAMTEC/KOREA
MD | 6791 | Parts |  | INSULATOR | A63300085 | 67918200003 | INSULATOR,EPOXY RESIN,LGD-4040,D40 H40,SG120013,CAMTEC/KOREA | ea | E31 | 155 | 155 | ea | INSULATOR,EPOXY RESIN,LGD-4040,SG120013,D40 H40,CAMTEC/KOREA
MD | 6791 | Parts |  | INSULATOR | A63300085 | 67918200003 | INSULATOR,EPOXY RESIN,LGD-4040,D40 H40,SG120013,CAMTEC/KOREA | ea | M10 | 18 | 18 | ea | INSULATOR,EPOXY RESIN,LGD-4040,SG120013,D40 H40,CAMTEC/KOREA
MD | 6791 | Parts |  | INSULATOR | A63300085 | 67918200003 | INSULATOR,EPOXY RESIN,LGD-4040,D40 H40,SG120013,CAMTEC/KOREA | ea | M20 | 4219 | 4219 | ea | INSULATOR,EPOXY RESIN,LGD-4040,SG120013,D40 H40,CAMTEC/KOREA
MD | 6791 | Parts |  | INSULATOR | A63300086 | 67914100005 | INSULATOR,EPOXY RESIN,LGD-9080,D80 H90,SG120186,KERI TEST,CAMTEC/KOREA | ea | E31 | 90 | 90 | ea | INSULATOR,EPOXY RESIN,LGD-9080,SG120186,D80 H90,KERI TEST,CAMTEC/KOREA
MD | 6791 | Parts |  | INSULATOR | A63300086 | 67914100005 | INSULATOR,EPOXY RESIN,LGD-9080,D80 H90,SG120186,KERI TEST,CAMTEC/KOREA | ea | M10 | 15 | 15 | ea | INSULATOR,EPOXY RESIN,LGD-9080,SG120186,D80 H90,KERI TEST,CAMTEC/KOREA
MD | 6791 | Parts |  | INSULATOR | A63300087 | 67918200002 | INSULATOR,EPOXY RESIN,LGD-9080,D80 H90,SG120186,CAMTEC/KOREA | ea | E31 | 1735 | 1735 | ea | INSULATOR,EPOXY RESIN,LGD-9080,SG120186,D80 H90,CAMTEC/KOREA
MD | 6791 | Parts |  | INSULATOR | A63300087 | 67918200002 | INSULATOR,EPOXY RESIN,LGD-9080,D80 H90,SG120186,CAMTEC/KOREA | ea | FG15 | 96 | 96 | ea | INSULATOR,EPOXY RESIN,LGD-9080,SG120186,D80 H90,CAMTEC/KOREA
MD | 6791 | Parts |  | INSULATOR | A63300087 | 67918200002 | INSULATOR,EPOXY RESIN,LGD-9080,D80 H90,SG120186,CAMTEC/KOREA | ea | M10 | 34 | 34 | ea | INSULATOR,EPOXY RESIN,LGD-9080,SG120186,D80 H90,CAMTEC/KOREA
MD | 6791 | Parts |  | INSULATOR | A63300087 | 67918200002 | INSULATOR,EPOXY RESIN,LGD-9080,D80 H90,SG120186,CAMTEC/KOREA | ea | M20 | 615 | 615 | ea | INSULATOR,EPOXY RESIN,LGD-9080,SG120186,D80 H90,CAMTEC/KOREA
MD | 6791 | Parts |  | INSULATOR | A63300092 | 67914100006 | INSULATOR,EPOXY RESIN,D19H25,SM-25S,CHINA | ea | M10 | 388 | 388 | ea | INSULATOR,EPOXY RESIN,D19 H25,SM-25S,CHINA
MD | 6791 | Parts |  | INSULATOR | A63300093 | 67914100007 | INSULATOR,EPOXY RESIN,D40H40,SM-40,CHINA | ea | M10 | 374 | 374 | ea | INSULATOR,EPOXY RESIN,D40 H40,SM-40,CHINA
MD | 0256 | Parts |  | KEY | A63500009 | 02560000411 | KEY,Key for lock HD-R-4,8.6PI, L55,Galvanized cast iron,Hengzhu | ea | M10 | 32 | 32 | #N/A | #N/A
MD | 0256 | Parts |  | KEY | A63500017 |  | KEY,Part, KEY Unit for BCL15002M,W1212 H1965 D1404,FOR VCB(630-4000A 930MM),W/í™•ìž¥í˜• BRACKET(4000-6300A 1020MM)_ë³´í˜¸ ì•„í¬ë¦´_ë¸Œë ˆì´í¬ ë°”í€´,ë¶€ì°½, AC230V,50Hz,BUCHANG/KOREA | ea | M10 | 3 | 3 | #N/A | #N/A
MD | 0266 | Parts |  | LIFTER | A63600008 | 02660000364 | LIFTER,FRAME ASSY MOVING SUPPORTER 36/40.5 KV,54623173501,LS KOREA | set | M10 | 1 | 1 | #N/A | #N/A
MD | #N/A | Parts |  | LIFTING DEVICE | A63600047 | 02660000351 | LIFTING DEVICE,VCB TROLLEY,W=800,VCB SUSOL-24kV(VL-H TYPE),630,1250A,S44033819(Rev-1),LS-VINA | ea | M10 | 3 | 3 | #N/A | #N/A
MD | #N/A | Parts |  | LIFTING DEVICE | A63600053 | 02660000352 | LIFTING DEVICE,VCB TROLLEY,W=850 H=2350,VCB SUSOL-12kV(VH TYPE),1250A/50kA,S44034328(Rev-1),LS-VINA | ea | M10 | 1 | 1 | #N/A | #N/A
MD | #N/A | Parts |  | LIFTING DEVICE | A63600054 | 02660000353 | LIFTING DEVICE,VCB TROLLEY,W=800,VCB SUSOL-7.2/12kV(VL-H TYPE),630,1250A/25,31.5kA/P150,S44034343(Rev-1),LS-VINA | ea | M10 | 1 | 1 | #N/A | #N/A
MD | #N/A | Parts |  | LIFTING DEVICE | A63600058 | 02660000354 | LIFTING DEVICE,VCB TROLLEY,W=800,VCB SUSOL-12kV(VL-H TYPE),630,1250,2000A/25,31.5kA/P210,W44033799,LS-VINA | ea | M10 | 8 | 8 | #N/A | #N/A
MD | #N/A | Parts |  | LIFTING DEVICE | A63600093 | 02660000355 | LIFTING DEVICE,VCB TROLLEY,W=800,VCB METASOL MVL-12H25A06,S44034343A,LS-VINA | ea | M10 | 1 | 1 | #N/A | #N/A
MD | #N/A | Parts |  | LIFTING DEVICE | A63600097 | 02660000356 | LIFTING DEVICE,VCB TROLLEY,W=800,VCB SUSOL VH-12H40A13,S44034343B,VIETNAM | ea | M10 | 1 | 1 | #N/A | #N/A
MD | 0266 | Parts |  | LIFTER | A63600108 | 02660000344 | LIFTER,LIFTING SUPPORT,W44050112(1set=4 ea),VIETNAM | set | M10 | 15 | 15 | #N/A | #N/A
MD | 0266 | Parts |  | LIFTER | A63600119 | 02660000346 | LIFTER,LIFTING ANGLE,D=1000,SL12875_P1 (2.8KG),HACO/VIETNAM | ea | M10 | 78 | 78 | #N/A | #N/A
MD | 0266 | Parts |  | LIFTER | A63600124 | 02660000347 | LIFTER,ACB LIFTER,Hmax=2180, Hmin=1033,S44065583,VIETNAM | ea | M10 | 1 | 1 | #N/A | #N/A
MD | 0266 | Parts |  | LIFTER | A63600141 | 02660000349 | LIFTER,LIFTING ANGLE,D=1000,SL12875_P1 (2.8KG),VIETNAM | ea | M10 | 8 | 8 | #N/A | #N/A
MD | 0266 | Parts |  | LIFTER | A63600147 | 02660000350 | LIFTER,LIFTING ANGLE,W=900,W44282302-P2(8 KG),VIETNAM | ea | M10 | 4 | 4 | #N/A | #N/A
MD | 0266 | Parts |  | LIFTER | A63600156 | 02660000348 | LIFTER,LIFTING DEVICE XC05-120,CAPACITY 500KG (H=1200MM),ICHIMENS/VIETNAM | ea | M10 | 1 | 1 | #N/A | #N/A
MD | 4676 | Parts |  | LINER | A63700001 |  | LINER,SMC-T8,PANEL,S55000363-C1 | ea | M10 | 774 | 774 | #N/A | #N/A
MD | 4676 | Parts |  | LINER | A63700002 |  | LINER,SMC-T10,PANEL,S55000363-C2 | ea | M10 | 966 | 966 | #N/A | #N/A
MD | 4676 | Parts |  | LINER | A63700003 |  | LINER,SMC-T6,PANEL,S55000363-C3 | ea | M10 | 2057 | 2057 | #N/A | #N/A
MD | 4676 | Parts |  | LINER | A63700004 |  | LINER,INSULATION CLAMP,S44157085-P1 CU-2X10T | ea | M10 | 1986 | 1986 | #N/A | #N/A
MD | 4676 | Parts |  | LINER | A63700005 |  | LINER,INSULATION CLAMP,S44157087-P1 CU-3X10T | ea | M10 | 16 | 16 | #N/A | #N/A
MD | 4676 | Parts |  | LINER | A63700010 |  | LINER,INSULATION CLAMP,S44157087-P2 CU-3X10T | ea | M10 | 312 | 312 | #N/A | #N/A
MD | 4676 | Parts |  | LINER | A63700011 |  | LINER,INSULATION CLAMP,S44157085-P2,CU-2X10T | ea | M10 | 132 | 132 | #N/A | #N/A
MD | 4676 | Parts |  | LINER | A63700028 |  | LINER,Liner,Hole Plugs,CP-30-HP-4(Ivory colour),Takigen | ea | M10 | 7000 | 7000 | #N/A | #N/A
RMU | 4676 | Parts |  | LINER | A63700034 | 6001VR70004 | LINER,RUBBER,CUSHION, LV BOX, GRMU, 60013570004, KOREA | ea | M10 | 35 | 35 | ea | RUBBER,CUSHION,LV BOX,GRMU,VR
MD | 0286 | Parts |  | NAME PLATE | A63900041 | 02860001831 | NAME PLATE,NP12,INDOOR,16x50x2T,ACRYL,LOCAL | ea | M10 | 91 | 91 | #N/A | #N/A
MD | 0286 | Parts |  | NAME PLATE | A63900120 |  | NAME PLATE,STICKER,FOR BUS DUCT,120x120 | ea | M10 | 9 | 9 | #N/A | #N/A
MD | 0286 | Parts |  | NAME PLATE | A63900128 |  | NAME PLATE,NP53B,INDOOR NEW TYPE,LETTER: BLACK, BACKGROUND: WHITE,50x330x2T,ACRYL,LOCAL | ea | M10 | 26 | 26 | #N/A | #N/A
MD | 0286 | Parts |  | NAME PLATE | A63900147 |  | NAME PLATE,NP53,OUTDOOR TYPE,50x315x1T,SUS 304,NNC/VIETNAM | ea | M10 | 11 | 11 | #N/A | #N/A
MD | 0286 | Parts |  | NAME PLATE | A63900199 |  | NAME PLATE,NP:DANGER ELECTRICAL HAZARD,W110xH120x1.0T,SUS 304,NNC/VIETNAM | ea | M10 | 369 | 369 | #N/A | #N/A
MD | 0286 | Parts |  | NAME PLATE | A63900201 |  | NAME PLATE,NP25PI,INDOOR,14.5 x 31.5,STICKER,NNC/VIETNAM | ea | M10 | 7641 | 7641 | #N/A | #N/A
MD | 0286 | Parts |  | NAME PLATE | A63900221 |  | NAME PLATE,NP:DANGER ELECTRICAL HAZARD NGUY HIá»‚M Vá»€ ÄIá»†N,W110xH120x1.0T,SUS 304,NNC/VIETNAM | ea | M10 | 2 | 2 | #N/A | #N/A
MD | 0286 | Parts |  | NAME PLATE | A63900222 |  | NAME PLATE,NAME PLATE,STICKER,STATUS WINDOW POSITION,SUSOL MCC,K CODE 02860001314, Daechang Elec, KOREA | ea | E31 | 34 | 34 | #N/A | #N/A
MD | 0286 | Parts |  | NAME PLATE | A63900222 |  | NAME PLATE,NAME PLATE,STICKER,STATUS WINDOW POSITION,SUSOL MCC,K CODE 02860001314, Daechang Elec, KOREA | ea | M10 | 462 | 462 | #N/A | #N/A
MD | 0286 | Parts |  | NAME PLATE | A63900258 |  | NAME PLATE,NAME PLATE FOR LS-PNL,SERIAL NUMBER,W110,H60,0.8T,ALUMINUM,BACKGROUND: WHITE,LETTER: BLACK AND PAINTED, CARVED ON BACKGROUND,VIETNAM | ea | M10 | 7 | 7 | #N/A | #N/A
MD | 0286 | Parts |  | NAME PLATE | A63900263 |  | NAME PLATE,NP:DANGER ELECTRICAL HAZARD NGUY HIá»‚M Vá»€ ÄIá»†N,W110xH120x1.0T,SUS 316,VIETNAM | ea | M10 | 143 | 143 | #N/A | #N/A
MD | 0286 | Parts |  | NAME PLATE | A63900328 |  | NAME PLATE,BUSDUCT(NSPB),OUTDOOR TYPE,120x120x1.0T,SUS 304,NNC/VIETNAM | ea | M10 | 3 | 3 | #N/A | #N/A
MD | 0286 | Parts |  | NAME PLATE | A63900333 |  | NAME PLATE,NP:DANGER ELECTRICAL HAZARD NGUY HIá»‚M Vá»€ ÄIá»†N,W110xH120x1.0T,SUS 316L,VIETNAM | ea | M10 | 20 | 20 | #N/A | #N/A
MD | 0286 | Parts |  | NAME PLATE | A63900336 |  | NAME PLATE,NP25PI,OUTDOOR TYPE,45x35x25PIx1.0T,SUS 316L,VIETNAM | ea | M10 | 32 | 32 | #N/A | #N/A
MD | 0286 | Parts |  | NAME PLATE | A63900338 |  | NAME PLATE,NAME PLATE FOR LS-PNL,SERIAL NUMBER,W110,H60,1.0T,SUS 316L,VIETNAM | ea | M10 | 3 | 3 | #N/A | #N/A
MD | 0286 | Parts |  | NAME PLATE | A63900342 |  | NAME PLATE,NP23,OUTDOOR TYPE,25x160x1.0T,SUS 316L,VPNA/VIETNAM | ea | M10 | 37 | 37 | #N/A | #N/A
MD | 0286 | Parts |  | NAME PLATE | A63900361 |  | NAME PLATE,NAME PLATE FOR TR,LETTER: WHITE, BACKGROUND: BLACK,W150XH25x1.0T,ALUMINUM,VIETNAM | ea | M10 | 2 | 2 | #N/A | #N/A
MD | 0286 | Parts |  | NAME PLATE | A63900448 |  | NAME PLATE,S1 F991/A10-P1L(F*RK1476),K&N/NEWZEALAND | ea | E31 | 208 | 208 | #N/A | #N/A
MD | 4691 | Parts |  | NUT | A64000002 |  | NUT,HEX NUT,M4,SWCH,Ep-Fe/Zn 5/CM2(Cr3/White),TENSILE CLASS 5 | ea | M20 | 10000 | 10000 | #N/A | #N/A
MD | 4691 | Parts |  | NUT | A64000003 |  | NUT,HEX NUT,M5,SWCH,Ep-Fe/Zn 5/CM2(Cr3/White),TENSILE CLASS 5 | ea | M20 | 5000 | 5000 | #N/A | #N/A
MD | 4691 | Parts |  | NUT | A64000018 |  | NUT,RATCHET NUT,M12,SWCH,EP-FE/ZN 3/CM2 | ea | M20 | 1000 | 1000 | #N/A | #N/A
MD | 4691 | Parts |  | NUT | A64000033 |  | NUT,THIN HEAD HALF HEX INSERT NUT,M10,LGB SM10 HL | ea | M20 | 6900 | 6900 | #N/A | #N/A
MD | 4691 | Parts |  | NUT | A64000046 |  | NUT,SELF LOCKING NUT WITH NYLON INSERT,M6,SM45C,DIN 985,TENSILE CLASS 8 | ea | M20 | 3079 | 3079 | #N/A | #N/A
MD | 4691 | Parts |  | NUT | A64000047 |  | NUT,SELF LOCKING NUT WITH NYLON INSERT,M8,SM45C,DIN 985,TENSILE CLASS 8 | ea | M10 | 128 | 128 | #N/A | #N/A
MD | 4691 | Parts |  | NUT | A64000048 |  | NUT,HEX NUT,M8,SM45C,Ep-Fe/Zn 5/CM2(Cr3/White),TENSILE CLASS 8 | ea | M20 | 15000 | 15000 | #N/A | #N/A
MD | 4691 | Parts |  | NUT | A64000049 |  | NUT,HEX NUT,M10,SM45C,Ep-Fe/Zn 5/CM2(Cr3/White),TENSILE CLASS 8 | ea | M10 | 2000 | 2000 | #N/A | #N/A
MD | 4691 | Parts |  | NUT | A64000050 |  | NUT,HEX NUT,M16,SM45C,Ep-Fe/Zn 5/CM2(Cr3/White),TENSILE CLASS 8 | ea | M10 | 63 | 63 | #N/A | #N/A
MD | 4691 | Parts |  | NUT | A64000060 |  | NUT,POP NUT,M5, VIET NAM | ea | M20 | 8221 | 8221 | #N/A | #N/A
MD | 4691 | Parts |  | NUT | A64000061 |  | NUT,POP NUT,M6, VIET NAM | ea | M20 | 7900 | 7900 | #N/A | #N/A
MD | 4691 | Parts |  | NUT | A64000063 |  | NUT,GUIDE NUT,M6,SS400B,Ep-Fe/Zn 5/CM2(Cr3/White),PPC8012120268,D15L8.5,NAM PHONG/VIETNAM | ea | M10 | 82 | 82 | #N/A | #N/A
MD | 4691 | Parts |  | NUT | A64000065 |  | NUT,GUIDE NUT,M6,SUM24L,W44313920A,D15L12,NAM PHONG/VIETNAM | ea | M10 | 24 | 24 | #N/A | #N/A
MD | 4691 | Parts |  | NUT | A64000071 |  | NUT,DIN 6923 HEXAGON NUT WITH FLANGE,M5,SWCH,Ep-Fe/Zn 5/CM2(Cr3/White),FOR DVR CABINET | ea | M10 | 1000 | 1000 | #N/A | #N/A
MD | 4691 | Parts |  | NUT | A64000073 |  | NUT,HEX DOMED CAP NUT,M5,STS304 | ea | M10 | 476 | 476 | #N/A | #N/A
MD | 4691 | Parts |  | NUT | A64000074 |  | NUT,HEX DOMED CAP NUT,M4,STS304 | ea | M10 | 20 | 20 | #N/A | #N/A
MD | 4691 | Parts |  | NUT | A64000078 |  | NUT,HEX NUT,M10,SM45C,Ep-Fe/Zn 5/CM2(Cr3/White),TENSILE CLASS 10.9,GSB/KOREA | ea | E31 | 9600 | 9600 | #N/A | #N/A
MD | 4691 | Parts |  | NUT | A64000083 | 03010000856 | NUT,NUT,HEX,M8,SWCH,EP-FE/ZN 3/CM2,KSB1012(ë³´í†µê¸‰ë¼ì›Œë§žì¶¤,Style-1,ì¹˜ìˆ˜ê¸°ì¤€-A,ì„±ì§ˆë“±ê¸‰-5),K Code: 03010000159, 1000EA/BAG | pac | M20 | 7 | 7 | #N/A | #N/A
MD | 0306 | Parts |  | PACKING(OUTLINE) | A64300050 | 03060000466 | PACKING(OUTLINE),PVC PIPE 8PI | m | M20 | 300 | 300 | #N/A | #N/A
MD | 0306 | Parts |  | PACKING(OUTLINE) | A64300060 | 03060000465 | PACKING(OUTLINE),CÃCH NHIá»†T A2-2L(2 Máº¶T NHÃ”M, 2 Lá»šP TÃšI KHÃ),CAT TUONG/VIET NAM | m2 | M10 | 178 | 178 | #N/A | #N/A
MD | 4701 | Parts |  | PIN | A64500002 | 03110000452 | PIN,HINGE,PIN(L50),MCC,MC1201-P3 | ea | M10 | 241 | 241 | #N/A | #N/A
MD | 4701 | Parts |  | PIN | A64500009 | 03110000453 | PIN,HINGE PIN, L100 x 6.5PI | ea | M10 | 6 | 6 | #N/A | #N/A
MD | 4701 | Parts |  | PIN | A64500010 | 03110000454 | PIN,PIN 2P*30 (Chá»‘t tráº») | ea | M10 | 2500 | 2500 | #N/A | #N/A
MD | 4701 | Parts |  | PIN | A64500037 | 03110000455 | PIN,HINGE PIN, L100 x 6.5PI,SM25C,DB44041156-P4 | ea | M10 | 252 | 252 | #N/A | #N/A
RMU | 4701 | Parts |  | PIN | A64500046 | 4701VR68003 | PIN,PIN,FUSE COVER HOLD, GRMU LFL, 47013568003, VIET NAM | ea | M10 | 8 | 8 | ea | PIN,FUSE COVER HOLD,GRMU LFL,VR
MD | 4701 | Parts |  | PIN | A64500063 | 03110000456 | PIN,2-DIRECTION THREAD PIN,M12xL28, M16xL17,STS304,VIETNAM | ea | M10 | 132 | 132 | #N/A | #N/A
MD | 0336 | Parts |  | RING | A64800001 | 03360000570 | RING,E-RING,D6 | ea | M10 | 185 | 185 | #N/A | #N/A
MD | 0336 | Parts |  | RING | A64800009 | 03360000571 | RING,LINK SPACE 01,SS400,S44300687,NAM PHONG/VIETNAM | ea | M10 | 1 | 1 | #N/A | #N/A
MD | 0336 | Parts |  | RING | A64800010 | 03360000572 | RING,LINK SPACE 02,SS400,S44300688,NAM PHONG/VIETNAM | ea | M10 | 1 | 1 | #N/A | #N/A
MD | 0336 | Parts |  | RING | A64800012 | 03360000573 | RING,C-ring,D6,CHINA | ea | M10 | 2259 | 2259 | #N/A | #N/A
MD | 0336 | Parts |  | RING | A64800013 | 03360000574 | RING,C-ring,D8,CHINA | ea | M10 | 25 | 25 | #N/A | #N/A
MD | 4711 | Parts |  | RIVET | A64900005 | 03410000150 | RIVET,BLIND RIVET, MEGA GRIP TYPE,D6.4,L14,Ep-Fe/Zn 5/CM2(Cr3/White),Steel,China | ea | M20 | 1666 | 1666 | #N/A | #N/A
MD | 4711 | Parts |  | RIVET | A64900006 | 03410000151 | RIVET,BLIND RIVET, MEGA GRIP TYPE,M4,L10,Ep-Fe/Zn 5/CM2(Cr3/White) | ea | M20 | 14360 | 14360 | #N/A | #N/A
MD | 4711 | Parts |  | RIVET | A64900007 | 03410000152 | RIVET,BLIND RIVET, MEGA GRIP TYPE,M4,L16,Ep-Fe/Zn 5/CM2(Cr3/White) | ea | M20 | 10500 | 10500 | #N/A | #N/A
MD | 4726 | Parts |  | SCREW | A65100002 |  | SCREW,(+)PAN HEAD SCREW,M4,L20,SWCH,EP-FE/ZN 3/White | ea | M20 | 5449 | 5449 | #N/A | #N/A
MD | 4726 | Parts |  | SCREW | A65100005 |  | SCREW,(+)PAN HEAD SCREW,M5,L25,SWCH,EP-FE/ZN 3/White | ea | M20 | 6800 | 6800 | #N/A | #N/A
MD | 4726 | Parts |  | SCREW | A65100009 |  | SCREW,(+)PAN HEAD SCREW(SEMS),P/W*1+S/W*1,M6,L12,SWCH,EP-FE/ZN 3/CM2(Cr3/White) | ea | M20 | 11500 | 11500 | #N/A | #N/A
MD | 4726 | Parts |  | SCREW | A65100012 |  | SCREW,(+)FLAT HEAD SCREW,M6,L10,STS304 | ea | M20 | 3000 | 3000 | #N/A | #N/A
MD | 4726 | Parts |  | SCREW | A65100017 |  | SCREW,(+)FLAT HEAD SCREW,M6,L15,STS | ea | M10 | 24500 | 24500 | #N/A | #N/A
MD | 4726 | Parts |  | SCREW | A65100019 |  | SCREW,(+)PAN HEAD SCREW(SEMS),P/W*1+S/W*1,M5,L20,STS304 | ea | M20 | 5280 | 5280 | #N/A | #N/A
MD | 4726 | Parts |  | SCREW | A65100030 |  | SCREW,(+)PAN HEAD SCREW(SEMS),M5,L10,STS | ea | M20 | 3630 | 3630 | #N/A | #N/A
MD | 4726 | Parts |  | SCREW | A65100037 | 47268200004 | SCREW,(+)PH,SCREW,M4,L100,SWCH,EP-FE/ZN 3/White | ea | M20 | 8500 | 8500 | set | SCREW,(+)PH,M4 (L100),SWCH (EP-FE/ZN 3/CM2(Cr3/White))
MD | 4726 | Parts |  | SCREW | A65100051 |  | SCREW,(+)PAN HEAD SCREW(SEMS),P.S/W*1+S/W*1,M5,L12,STS304 | set | M10 | 1900 | 1900 | #N/A | #N/A
MD | 4726 | Parts |  | SCREW | A65100073 |  | SCREW,PVC SCREW,M5,L20,PVC | ea | M20 | 3000 | 3000 | #N/A | #N/A
MD | 4726 | Parts |  | SCREW | A65100077 |  | SCREW,(+)PAN HEAD SCREW(SEMS),P.S/W*1+S/W*1,M5,L10,STS304 | set | M20 | 4900 | 4900 | #N/A | #N/A
MD | 4726 | Parts |  | SCREW | A65100086 |  | SCREW,(+)PAN HEAD SCREW,M5,L40,SWCH,EP-FE/ZN 3/CM2(Cr3/White) | ea | M10 | 4270 | 4270 | #N/A | #N/A
MD | 4726 | Parts |  | SCREW | A65100087 |  | SCREW,(+)PAN HEAD SCREW,M5,L50,SWCH,EP-FE/ZN 3/CM2(Cr3/White) | ea | M20 | 1700 | 1700 | #N/A | #N/A
MD | 4726 | Parts |  | SCREW | A65100089 |  | SCREW,(+)PAN HEAD SCREW(SEMS),P/W*1+S/W*1,M4,L8,SWCH,EP-FE/ZN 3/CM2(Cr3/White) | set | M20 | 28000 | 28000 | #N/A | #N/A
MD | 4726 | Parts |  | SCREW | A65100090 |  | SCREW,(+)PAN HEAD SCREW,M6,L50,SWCH,EP-FE/ZN 3/CM2(Cr3/White) | ea | M20 | 1655 | 1655 | #N/A | #N/A
MD | 4726 | Parts |  | SCREW | A65100091 |  | SCREW,(+)PAN HEAD SCREW(SEMS),P/W*1+S/W*1,M4,L12,SWCH,EP-FE/ZN 3/CM2(Cr3/White) | set | M20 | 26000 | 26000 | #N/A | #N/A
MD | 4726 | Parts |  | SCREW | A65100092 |  | SCREW,(+)PAN HEAD SCREW(SEMS),P/W*1+S/W*1,M5,L8,SWCH,EP-FE/ZN 3/CM2(Cr3/White) | set | M20 | 19660 | 19660 | #N/A | #N/A
MD | 4726 | Parts |  | SCREW | A65100093 |  | SCREW,(+)PAN HEAD SCREW(SEMS),P/W*1+S/W*1,M5,L12,SWCH,EP-FE/ZN 3/CM2(Cr3/White) | set | M20 | 34000 | 34000 | #N/A | #N/A
MD | 4726 | Parts |  | SCREW | A65100094 |  | SCREW,(+)PAN HEAD SCREW(SEMS),P/W*1+S/W*1,M5,L15,SWCH,EP-FE/ZN 3/CM2(Cr3/White) | set | M20 | 10000 | 10000 | #N/A | #N/A
MD | 4726 | Parts |  | SCREW | A65100095 |  | SCREW,(+)PAN HEAD SCREW(SEMS),P/W*1+S/W*1,M6,L20,SWCH,EP-FE/ZN 3/CM2(Cr3/White) | set | M20 | 13050 | 13050 | #N/A | #N/A
MD | 4726 | Parts |  | SCREW | A65100096 |  | SCREW,(+)PAN HEAD SCREW(SEMS),P/W*1+S/W*1,M6,L25,SWCH,EP-FE/ZN 3/CM2(Cr3/White) | set | M20 | 6880 | 6880 | #N/A | #N/A
MD | 4726 | Parts |  | SCREW | A65100098 |  | SCREW,(+)PAN HEAD SCREW(SEMS),P/W*1+S/W*1,M10,L15,SWCH,EP-FE/ZN 3/CM2(Cr3/White) | set | M10 | 3000 | 3000 | #N/A | #N/A
MD | 4726 | Parts |  | SCREW | A65100100 |  | SCREW,(+)FLAT HEAD SCREW,M3,L6,STS | ea | M20 | 4950 | 4950 | #N/A | #N/A
MD | 4726 | Parts |  | SCREW | A65100101 |  | SCREW,(+)FLAT HEAD SCREW,M3,L10,STS | ea | M20 | 2000 | 2000 | #N/A | #N/A
MD | 4726 | Parts |  | SCREW | A65100102 |  | SCREW,(+)FLAT HEAD SCREW,M4,L10,STS | ea | M20 | 11500 | 11500 | #N/A | #N/A
MD | 4726 | Parts |  | SCREW | A65100103 |  | SCREW,(+)FLAT HEAD SCREW,M5,L10,STS | ea | M20 | 3460 | 3460 | #N/A | #N/A
MD | 4726 | Parts |  | SCREW | A65100104 |  | SCREW,(+)TRUS HEAD SCREW,M6,L15,STS | ea | M20 | 32300 | 32300 | #N/A | #N/A
MD | 4726 | Parts |  | SCREW | A65100105 |  | SCREW,(+)TRUS HEAD SCREW,M6,L20,STS | ea | M20 | 5000 | 5000 | #N/A | #N/A
MD | 4726 | Parts |  | SCREW | A65100110 |  | SCREW,(+)PAN HEAD SCREW,M4,L25,SWCH,EP-FE/ZN 3/CM2(Cr3/White) | ea | M20 | 6350 | 6350 | #N/A | #N/A
MD | 4726 | Parts |  | SCREW | A65100112 |  | SCREW,(+)PAN HEAD SCREW,M5,L30,SWCH,EP-FE/ZN 3/CM2(Cr3/White) | ea | M20 | 1910 | 1910 | #N/A | #N/A
MD | 4726 | Parts |  | SCREW | A65100116 |  | SCREW,(+)PAN HEAD SCREW,M5,L35,SWCH,EP-FE/ZN 3/CM2(Cr3/White) | ea | M20 | 1500 | 1500 | #N/A | #N/A
MD | 4726 | Parts |  | SCREW | A65100117 |  | SCREW,(+)FLAT HEAD SCREW,M5,L16,STS | ea | M20 | 3700 | 3700 | #N/A | #N/A
MD | 4726 | Parts |  | SCREW | A65100118 |  | SCREW,(+)PAN HEAD SCREW,M4,L10,STS | set | M20 | 3000 | 3000 | #N/A | #N/A
MD | 4726 | Parts |  | SCREW | A65100123 |  | SCREW,(+)FLAT HEAD SCREW,M3,L15,STS | ea | M20 | 9900 | 9900 | #N/A | #N/A
MD | 4726 | Parts |  | SCREW | A65100129 |  | SCREW,Hex head self drilling screw,M6,L30,STS304 | ea | M10 | 48 | 48 | #N/A | #N/A
MD | 4726 | Parts |  | SCREW | A65100136 | 47268200005 | SCREW,(+)TRUS HEAD SCREW,M5,L8,STS | ea | E31 | 2742 | 2742 | set | SCREW,(+)TRUS HEAD SCREW,M5 (L8),STS
MD | 4726 | Parts |  | SCREW | A65100136 | 47268200005 | SCREW,(+)TRUS HEAD SCREW,M5,L8,STS | ea | M10 | 258 | 258 | set | SCREW,(+)TRUS HEAD SCREW,M5 (L8),STS
MD | 4726 | Parts |  | SCREW | A65100148 |  | SCREW,(+)FLAT HEAD SCREW,M5,L8,STS | ea | M20 | 3000 | 3000 | #N/A | #N/A
MD | 4726 | Parts |  | SCREW | A65100150 |  | SCREW,(+)PAN HEAD SCREW(SEMS),P/W*1+S/W*1,M4,L10,SWCH,EP-FE/ZN 3/CM2(Cr3/White) | set | M20 | 84000 | 84000 | #N/A | #N/A
MD | 4726 | Parts |  | SCREW | A65100152 |  | SCREW,(+)PAN HEAD SCREW(SEMS),P/W*1+S/W*1,M6,L15,SWCH,EP-FE/ZN 3/CM2(Cr3/White) | ea | M20 | 15000 | 15000 | #N/A | #N/A
MD | 4726 | Parts |  | SCREW | A65100155 |  | SCREW,(+)PAN HEAD SCREW(SEMS),P/W*1+S/W*1,M5,L20,SWCH,EP-FE/ZN 3/CM2(Cr3/White) | ea | M20 | 6075 | 6075 | #N/A | #N/A
MD | 4726 | Parts |  | SCREW | A65100176 |  | SCREW,(+)SELF-TAPPING SCREW,M5,L10,EP-FE/ZN 3/CM2(Cr3/White) | ea | M20 | 3000 | 3000 | #N/A | #N/A
MD | 4726 | Parts |  | SCREW | A65100177 |  | SCREW,(+)SELF-TAPPING SCREW,M6,L15,EP-FE/ZN 3/CM2(Cr3/White) | ea | M20 | 7811 | 7811 | #N/A | #N/A
MD | 4726 | Parts |  | SCREW | A65100193 |  | SCREW,(+)SELF-TAPPING SCREW,M5,L15,EP-FE/ZN 3/CM2(Cr3/White) | ea | M20 | 59500 | 59500 | #N/A | #N/A
MD | 4726 | Parts |  | SCREW | A65100198 |  | SCREW,Plastic Flat Head Screw,M3,L15,Plastic,Color: White | ea | M10 | 450 | 450 | #N/A | #N/A
MD | 4726 | Parts |  | SCREW | A65100201 |  | SCREW,(+)PAN HEAD SELF-TAPPING SCREW,M3,L10,EP-FE/ZN 3/CM2(Cr3/White) | ea | M10 | 4000 | 4000 | #N/A | #N/A
MD | 4726 | Parts |  | SCREW | A65100202 |  | SCREW,(+)PAN HEAD SCREW(SEMS),P/W*1+S/W*1,M5,L10,SWCH,EP-FE/ZN 3/CM2(Cr3/White) | set | M10 | 1000 | 1000 | #N/A | #N/A
MD | 4726 | Parts |  | SCREW | A65100203 |  | SCREW,(+)SELF-TAPPING SCREW,M4,L20,EP-FE/ZN 3/CM2(Cr3/White) | ea | M10 | 6000 | 6000 | #N/A | #N/A
MD | 4726 | Parts |  | SCREW | A65100206 |  | SCREW,(+)SELF-TAPPING SCREW,M5,L20,EP-FE/ZN 3/CM2(Cr3/White) | ea | M10 | 5000 | 5000 | #N/A | #N/A
MD | 4726 | Parts |  | SCREW | A65100211 | 03660002105 | SCREW,SCREW,HEX SOCKET CH,M8,L45,SCM435,(GRADE8.8),Ep-Fe/Zn 3/CM2, K Code: 03660002105,500EA/BAG | pac | M10 | 5 | 5 | #N/A | #N/A
MD | 4736 | Parts |  | SPRING | A65500014 | 03870000038 | SPRING,24kV,K-DWG NUMBER:VD5581424/K-CODE NUMBER:47363144029,KOREA | ea | M10 | 685 | 685 | #N/A | #N/A
MD | 4736 | Parts |  | SPRING | A65500022 | 03870000039 | SPRING,SPRING,EXTENSION COUNTER,OH(KEPCO), DRAWING 47363521015, DAESIN, KOREA | ea | M10 | 126 | 126 | #N/A | #N/A
MD | 0396 | Parts |  | TOOL | A65900017 | 03960003780 | TOOL,SCISSORSES,P-300,Model: #026145,HWA SHIN/KOREA | ea | M10 | 50 | 50 | #N/A | #N/A
MD | 0396 | Parts |  | TOOL | A65900211 | 03960003781 | TOOL,General purpose adhesive cleaner,3M 08987,USA | ea | M10 | 10 | 10 | #N/A | #N/A
MD | 0396 | Parts |  | TOOL | A65900216 | 03960003782 | TOOL,Heat blowers,DHG180ZK 550? 18V,Not with Battery & Charger,MAKITA | ea | M10 | 2 | 2 | #N/A | #N/A
MD | 0396 | Parts |  | TOOL | A65900545 | 03960003783 | TOOL,Magnetic status board "Chá» kiá»ƒm tra xuáº¥t hÃ ng",VIETNAM | ea | M10 | 35 | 35 | #N/A | #N/A
MD | 0396 | Parts |  | TOOL | A65900546 | 03960003784 | TOOL,Magnetic status board "Ãang láº¯p rÃ¡p khung",VIETNAM | ea | M10 | 50 | 50 | #N/A | #N/A
MD | 0396 | Parts |  | TOOL | A65900548 | 03960003785 | TOOL,Magnetic status board "Äang láº¯p rÃ¡p thiáº¿t bá»‹",VIETNAM | ea | M10 | 50 | 50 | #N/A | #N/A
MD | 0396 | Parts |  | TOOL | A65900549 | 03960003786 | TOOL,Magnetic status board "Äang láº¯p rÃ¡p dÃ¢y",VIETNAM | ea | M10 | 50 | 50 | #N/A | #N/A
MD | 0396 | Parts |  | TOOL | A65900550 | 03960003787 | TOOL,Magnetic status board "Äang láº¯p rÃ¡p Busbar",VIETNAM | ea | M10 | 50 | 50 | #N/A | #N/A
MD | 4746 | Parts |  | WASHER | A66000002 | 04060001402 | WASHER,PLAIN WASHER,M4,SWCH,Ep-Fe/Zn 5/CM2(Cr3/White) | ea | M20 | 32272 | 32272 | #N/A | #N/A
MD | 4746 | Parts |  | WASHER | A66000003 | 04060001403 | WASHER,PLAIN WASHER,M5,SWCH,Ep-Fe/Zn 5/CM2(Cr3/White) | ea | M20 | 10000 | 10000 | #N/A | #N/A
MD | 4746 | Parts |  | WASHER | A66000009 | 04060001404 | WASHER,PLAIN WASHER,M20,SWCH,Ep-Fe/Zn 5/CM2(Cr3/White) | ea | M10 | 200 | 200 | #N/A | #N/A
MD | 4746 | Parts |  | WASHER | A66000016 | 04060001405 | WASHER,SPRING WASHER,M12,SM45C,Ep-Fe/Zn 5/CM2(Cr3/White) | ea | M20 | 5664 | 5664 | #N/A | #N/A
MD | 4746 | Parts |  | WASHER | A66000023 | 04060001406 | WASHER,SPRING WASHER,M5,STS304 | ea | M10 | 495 | 495 | #N/A | #N/A
MD | 4746 | Parts |  | WASHER | A66000028 | 04060001407 | WASHER,PLAIN WASHER,M8,SM45C,Ep-Fe/Zn 5/CM2(Cr3/White) | ea | M20 | 5000 | 5000 | #N/A | #N/A
MD | 4746 | Parts |  | WASHER | A66000029 | 04060001408 | WASHER,PLAIN WASHER,M10,SM45C,Ep-Fe/Zn 5/CM2(Cr3/White) | ea | M20 | 5000 | 5000 | #N/A | #N/A
MD | 4746 | Parts |  | WASHER | A66000032 | 04060001409 | WASHER,SPRING WASHER,M8,SM45C,Ep-Fe/Zn 5/CM2(Cr3/White) | ea | M20 | 17500 | 17500 | #N/A | #N/A
MD | 4746 | Parts |  | WASHER | A66000033 | 04060001410 | WASHER,SPRING WASHER,M10,SM45C,Ep-Fe/Zn 5/CM2(Cr3/White) | ea | M20 | 19000 | 19000 | #N/A | #N/A
MD | 4746 | Parts |  | WASHER | A66000038 | 04060001411 | WASHER,PLAIN WASHER,M12,SM45C,Ep-Fe/Zn 5/CM2(Cr3/White) | ea | M20 | 7664 | 7664 | #N/A | #N/A
MD | 4746 | Parts |  | WASHER | A66000046 | 04060001412 | WASHER,NyLon insulation washer,T:1.5mm,M8,NYLON66,color: NyLon true nature,OUTDIA:16mm | ea | M20 | 1426 | 1426 | #N/A | #N/A
MD | 4746 | Parts |  | WASHER | A66000055 | 04060001413 | WASHER,SPRING WASHER,M4,SM45C,Ep-Fe/Zn 5/CM2(Cr3/White) | ea | M20 | 71000 | 71000 | #N/A | #N/A
MD | 4746 | Parts |  | WASHER | A66000056 | 04060001414 | WASHER,SPRING WASHER,M5,SM45C,Ep-Fe/Zn 5/CM2(Cr3/White) | ea | M20 | 40000 | 40000 | #N/A | #N/A
MD | 4746 | Parts |  | WASHER | A66000058 | 04060001415 | WASHER,SPRING WASHER,M16,SM45C,Ep-Fe/Zn 5/CM2(Cr3/White) | ea | M10 | 1460 | 1460 | #N/A | #N/A
MD | 4746 | Parts |  | WASHER | A66000071 | 04060001416 | WASHER,NyLon insulation washer,T:1.0mm,M6,NYLON66,color: NyLon true nature,OUTDIA:10mm | ea | M20 | 2266 | 2266 | #N/A | #N/A
MD | 4746 | Parts |  | WASHER | A66000077 | 04060001417 | WASHER,PLAIN WASHER,M5,SWCH,Ep-Fe/Zn 5/CM2(Cr3/White),M5 (D1=5.4, D2=10, S=1.0),1 Bag=1000 Ea | pac | M20 | 48 | 48 | #N/A | #N/A
MD | 4746 | Parts |  | WASHER | A66000078 | 04060001418 | WASHER,PLAIN WASHER,M6,SWCH,Ep-Fe/Zn 5/CM2(Cr3/White),M6 (D1=6.5, D2=12.5, S=1.5),1 Bag=1000 Ea | pac | M20 | 127.38 | 127.38 | #N/A | #N/A
MD | 4746 | Parts |  | WASHER | A66000079 | 04060001419 | WASHER,PLAIN WASHER,M4,SWCH,Ep-Fe/Zn 5/CM2(Cr3/White),M4 (D1=4.3, D2=9, S=0.8 ),1 Bag=1000 Ea | pac | M20 | 50 | 50 | #N/A | #N/A
MD | 4746 | Parts |  | WASHER | A66000085 | 04060001420 | WASHER,Claw Ground Washer,M6,SWCH,Ep-Fe/Zn 5/CM2(Cr3/White) | ea | M10 | 5000 | 5000 | #N/A | #N/A
MD | 4746 | Parts |  | WASHER | A66000089 | 04060001421 | WASHER,Serrated lock washers,M10,SM45C,Ep-Fe/Zn 5/CM2(Cr3/White) | ea | M10 | 450 | 450 | #N/A | #N/A
MD | 4746 | Parts |  | WASHER | A66000095 | 04060001422 | WASHER,Serrated lock washers,M5,SM45C,Ep-Fe/Zn 5/CM2(Cr3/White) | ea | M10 | 2920 | 2920 | #N/A | #N/A
MD | 4746 | Parts |  | WASHER | A66000098 | 04060001423 | WASHER,PLAIN WASHER,T3.2,M12(D13/D30),SM45C,Ep-Fe/Zn 5/CM2(Cr3/White) | ea | M10 | 10765 | 10765 | #N/A | #N/A
MD | 4746 | Parts |  | WASHER | A66000105 | 04060001424 | WASHER,PLAIN WASHER,M12(I.D13/O.D33),SM45C,Ep-Fe/Zn 5/CM2(Cr3/White),TENSILE CLASS 10.9,GSB/KOREA | ea | E31 | 110729 | 110729 | #N/A | #N/A
MD | 4746 | Parts |  | WASHER | A66000107 | 04060001425 | WASHER,PLAIN WASHER,M10(I.D10.5/O.D20),SM45C,Ep-Fe/Zn 5/CM2(Cr3/White),TENSILE CLASS 10.9,GSB/KOREA | ea | E31 | 19200 | 19200 | #N/A | #N/A
MD | 4746 | Parts |  | WASHER | A66000109 | 04060001426 | WASHER,SPRING WASHER,M10(I.D10.2/O.D18.1),Spring steel,Ep-Fe/Zn 5/CM2(Cr3/White),TENSILE CLASS 10.9,GSB/KOREA | ea | E31 | 3664 | 3664 | #N/A | #N/A
MD | 4746 | Parts |  | WASHER | A66000114 | 04060001427 | WASHER,Serrated lock washers,M6,SM45C,Ep-Fe/Zn 5/CM2(Cr3/White) | ea | M10 | 1800 | 1800 | #N/A | #N/A
MD | 4746 | Parts |  | WASHER | A66000115 | 04060001428 | WASHER,SPRING WASHER,M14(I.D14.2/O.D25.4),Spring steel,Ep-Fe/Zn 5/CM2(Cr3/White),TENSILE CLASS 10.9,GSB/KOREA | ea | E31 | 400 | 400 | #N/A | #N/A
MD | 4746 | Parts |  | WASHER | A66000116 | 04060001429 | WASHER,PLAIN WASHER,M14(I.D15/O.D26),SM45C,Ep-Fe/Zn 5/CM2(Cr3/White),TENSILE CLASS 10.9,GSB/KOREA | ea | E31 | 800 | 800 | #N/A | #N/A
MD | 4746 | Parts |  | WASHER | A66000117 | 04060001430 | WASHER,PLAIN WASHER,M12(I.D13/O.D28),SM45C,Ep-Fe/Zn 5/CM2(Cr3/White),TENSILE CLASS 10.9,GSB/KOREA | ea | E31 | 5222 | 5222 | #N/A | #N/A
MD | 4746 | Parts |  | WASHER | A66000139 | 04060001431 | WASHER,Claw Ground Washer,M8,SWCH,Ep-Fe/Zn 5/CM2(Cr3/White) | ea | M10 | 12700 | 12700 | #N/A | #N/A
MD | 4746 | Parts |  | WASHER | A66000140 | 04060001432 | WASHER,WASHER,PLAIN,D8,SWCH,Ep-Fe/Zn 3/CM2,K code: 04060000027, 1000EA/BAG | pac | M10 | 1 | 1 | #N/A | #N/A
MD | 6426 | Parts |  | BASE | A67300333 | 64268200061 | BASE,BASE Panel,LV(ROLL FORMING),(W=800 D=2200),S44028425 (33 KG) | ea | M10 | 2 | 2 | ea | BASE,BASE Panel,LV (ROLL FORMING),(W=800 D=2200),S44028425 (33 KG)
MD | 6426 | Parts |  | BASE | A67300387 | 64268200083 | BASE,BASE Panel,LV(ROLL FORMING),(W=1100 D=2200),S44028425 (40 KG) | ea | M10 | 1 | 1 | ea | BASE,BASE Panel,LV (ROLL FORMING),(W=1100 D=2200),S44028425 (40 KG)
MD | 6426 | Parts |  | BASE | A67300392 | 64268200084 | BASE,BASE Panel,LV(ROLL FORMING),(W=900 D=2200),S44028425 (36 KG) | ea | M10 | 1 | 1 | ea | BASE,BASE Panel,LV (ROLL FORMING),(W=900 D=2200),S44028425 (36 KG)
MD | 6426 | Parts |  | BASE | A67300435 | 64268200085 | BASE,BASE Panel,MCSG-7.2/12KV,(W=800 D=1800),B201818(30 KG) | ea | M10 | 10 | 10 | ea | BASE,BASE Panel,MCSG-7.2/12KV,(W=800 D=1800),B201818 (30 KG)
MD | 6426 | Parts |  | BASE | A67300673 | 64268200086 | BASE,BASE Panel,MCSG-24KV/25KA(VL-H TYPE),(W=800 D=1800),B202016 (31 KG) | ea | M10 | 14 | 14 | ea | BASE,BASE Panel,MCSG-24KV/25KA (VL-H TYPE),(W=800 D=1800),B202016 (31 KG)
MD | 6426 | Parts |  | BASE | A67300697 | 64268200087 | BASE,BASE Panel,MCC,(W=1000 D=1000),SL12575 (26 KG) | ea | M10 | 4 | 4 | ea | BASE,BASE Panel,MCC,(W=1000 D=1000),SL12575 (26 KG)
MD | 6426 | Parts |  | BASE | A67301054 | 64268200062 | BASE,BASE Panel,MCSG-24KV/25KA(PRO MEC TYPE),(W=800 D=1800),S44057784 (31KG),MINH THANH, VIET NAM | ea | M10 | 1 | 1 | ea | BASE,BASE Panel,MCSG-24KV/25KA(PRO MEC TYPE),(W=800 D=1800),S44057784 (31KG),MINH THANH_VIET NAM
MD | 6426 | Parts |  | BASE | A67301130 | 64268200088 | BASE,TR BASE,(W=2000 D=1920),TR3005(51KG),VIET NAM | ea | M10 | 1 | 1 | ea | BASE,TR BASE,(W=2000 D=1920),TR3005 (51KG),VIET NAM
MD | 6426 | Parts |  | BASE | A67301149 | 64268200063 | BASE,BASE Panel,MCSG-12KV/31.5KA, 1250A/2000A/2500A,(W=800 D=2000),B202407(32.5KG),VIET NAM | ea | M10 | 3 | 3 | ea | BASE,BASE Panel,MCSG-12KV/31.5KA_1250A/2000A/2500A,(W=800 D=2000),B202407(32.5KG),VIET NAM
MD | 6426 | Parts |  | BASE | A67301177 | 64263400001 | BASE,PARTITION PLATE,S-MCC,POSMAC,T1.6xW400xL634.6,MC0606,KOREA | ea | E31 | 2 | 2 | ea | BASE,PARTITION PLATE,S-MCC_POSMAC,T1.6xW400xL634.6,MC0606,KOREA
MD | 6426 | Parts |  | BASE | A67301177 | 64263400001 | BASE,PARTITION PLATE,S-MCC,POSMAC,T1.6xW400xL634.6,MC0606,KOREA | ea | M10 | 46 | 46 | ea | BASE,PARTITION PLATE,S-MCC_POSMAC,T1.6xW400xL634.6,MC0606,KOREA
MD | 6426 | Parts |  | BASE | A67301178 | 64263400002 | BASE,UNIT BASE,S-MCC,POSMAC,T1.6xW583xL421.6,MC0805,KOREA | ea | M10 | 272 | 272 | ea | BASE,UNIT BASE,S-MCC_POSMAC,T1.6xW583xL421.6,MC0805,KOREA
MD | 6426 | Parts |  | BASE | A67301259 | 64268200064 | BASE,BASE Panel,TR,(W=2200 D=1920),TR3204 (136 KG), ASTM A36 STANDARD,VIET NAM | ea | M10 | 1 | 1 | ea | BASE,BASE Panel,TR,(W=2200 D=1920),TR3204 (136 KG),ASTM A36 STANDARD_VIET NAM
MD | 6426 | Parts |  | BASE | A67301263 | 64268200065 | BASE,BASE Panel,MCSG-12KV/50KA, 1250A/2000A,(W=650 D=2200),B202428 (31 KG),ASTM A36 STANDARD, VIETNAM | ea | M10 | 1 | 1 | ea | BASE,BASE Panel,MCSG-12KV/50KA_1250A/2000A,(W=650 D=2200),B202428 (31 KG),ASTM A36 STANDARD_ VIETNAM
MD | 6426 | Parts |  | BASE | A67301266 | 64268200066 | BASE,BASE Panel,(W=800 D=1800),S44062040 (28KG),VIET NAM | ea | M10 | 2 | 2 | ea | BASE,BASE Panel,(W=800 D=1800),S44062040 (28KG),VIET NAM
MD | 6426 | Parts |  | BASE | A67301270 | 64268200067 | BASE,BASE Panel,MCSG-7.2/12KV(VL TYPE),(W=750 D=2400),B202432 (34.3KG),VIET NAM | ea | M10 | 8 | 8 | ea | BASE,BASE Panel,MCSG-7.2/12KV (VL TYPE),(W=750 D=2400),B202432 (34.3KG),VIET NAM
MD | 6426 | Parts |  | BASE | A67301289 | 64268200068 | BASE,BASE Panel,LV,(W=1300 D=1260),S44066304 (39.5KG), ASTM A36 STANDARD,VIET NAM | ea | M10 | 11 | 11 | ea | BASE,BASE Panel,LV,(W=1300 D=1260),S44066304 (39.5KG),ASTM A36 STANDARD_VIET NAM
MD | 6426 | Parts |  | BASE | A67301296 | 64268200069 | BASE,BASE Panel,LV,(W=800 D=1500),S44062040 (26KG),VIET NAM | ea | M10 | 1 | 1 | ea | BASE,BASE Panel,LV,(W=800 D=1500),S44062040 (26KG),VIET NAM
MD | 6426 | Parts |  | BASE | A67301336 | 64268200070 | BASE,BASE Panel,LV,(W=800 D=2000),S44062040(29KG),VIET NAM | ea | M10 | 1 | 1 | ea | BASE,BASE Panel,LV,(W=800 D=2000),S44062040 (29KG),VIET NAM
MD | 6426 | Parts |  | BASE | A67301375 | 64268200071 | BASE,BASE Panel,LV,(W=800 D=1000),S44080040 (20 KG),VIET NAM | ea | M10 | 1 | 1 | ea | BASE,BASE Panel,LV,(W=800 D=1000),S44080040 (20 KG),VIET NAM
MD | 6426 | Parts |  | BASE | A67301376 | 64268200072 | BASE,BASE Panel,LV,(W=900 D=1000),S44080041 (21.5 KG),VIET NAM | ea | M10 | 2 | 2 | ea | BASE,BASE Panel,LV,(W=900 D=1000),S44080041 (21.5 KG),VIET NAM
MD | 6426 | Parts |  | BASE | A67301393 | 64268200073 | BASE,BASE Panel,MESG-24KV,(W=1600 D=2500),S44081000(73.0KG),VIET NAM | ea | M10 | 1 | 1 | ea | BASE,BASE Panel,MESG-24KV,(W=1600 D=2500),S44081000 (73.0KG),VIET NAM
MD | 6426 | Parts |  | BASE | A67301443 | 64268200089 | BASE,CHANNEL BASE,SL14083_REV4 (44KG),VIET NAM | ea | M10 | 134 | 134 | ea | BASE,CHANNEL BASE,SL14083_REV4 (44KG),VIET NAM
MD | 6426 | Parts |  | BASE | A67301454 | 64268200074 | BASE,BASE Panel,LV,(W=800 D=1920),S44080182 (30KG),VIET NAM | ea | M10 | 1 | 1 | ea | BASE,BASE Panel,LV,(W=800 D=1920),S44080182 (30KG),VIET NAM
MD | 6426 | Parts |  | BASE | A67301456 | 64268200075 | BASE,BASE Panel,MCSG-12KV/31.5KA, 1250A/2000A/2500A,(W=800 D=1800),S44076619(31KG),VIET NAM | ea | M10 | 3 | 3 | ea | BASE,BASE Panel,MCSG-12KV/31.5KA_1250A/2000A/2500A,(W=800 D=1800),S44076619(31KG),VIET NAM
MD | 6426 | Parts |  | BASE | A67301488 | 64268200076 | BASE,BASE Panel,NGR 40.5kV,(W=2200 D=3020),S44066623 (138KG),VIET NAM | ea | M10 | 3 | 3 | ea | BASE,BASE Panel,NGR 40.5kV,(W=2200 D=3020),S44066623 (138KG),VIET NAM
MD | 6426 | Parts |  | BASE | A67301491 | 64268200077 | BASE,BASE Panel,MCSG,(W=900 D=2400),B202606A (37 KG),VIET NAM | ea | M10 | 1 | 1 | ea | BASE,BASE Panel,MCSG,(W=900 D=2400),B202606A (37 KG),VIET NAM
MD | 6426 | Parts |  | BASE | A67301498 | 64268200081 | BASE,TR BASE,(W=2000 D=2420),TR4411(56.4KG),VIET NAM | ea | M10 | 1 | 1 | ea | BASE,TR BASE,(W=2000 D=2420),TR4411 (56.4KG),VIET NAM
MD | 6426 | Parts |  | BASE | A67301499 | 64268200082 | BASE,TR BASE,(W=3200 D=2420),TR4411(78.8KG),VIET NAM | ea | M10 | 3 | 3 | ea | BASE,TR BASE,(W=3200 D=2420),TR4411 (78.8KG),VIET NAM
MD | 6426 | Parts |  | BASE | A67301500 | 64268200078 | BASE,BASE Panel,MESG-7.2KV,(W=800 D=2200),B202544 (34 KG),VIET NAM | ea | M10 | 3 | 3 | ea | BASE,BASE Panel,MESG-7.2KV,(W=800 D=2200),B202544 (34 KG),VIET NAM
MD | 6426 | Parts |  | BASE | A67301501 | 64268200079 | BASE,BASE Panel,MESG-7.2KV,(W=1200 D=2200),B202544 (43 KG),VIET NAM | ea | M10 | 1 | 1 | ea | BASE,BASE Panel,MESG-7.2KV,(W=1200 D=2200),B202544 (43 KG),VIET NAM
MD | 6426 | Parts |  | BASE | A67301502 | 64268200080 | BASE,BASE Panel,MESG-7.2KV,(W=1000 D=2200),B202610 (49.5 KG),VIET NAM | ea | M10 | 8 | 8 | ea | BASE,BASE Panel,MESG-7.2KV,(W=1000 D=2200),B202610 (49.5 KG),VIET NAM
MD | 6427 | Parts |  | BASE ASS'Y | A67400213 | 6427VR00001 | BASE ASS'Y,PANEL SUPPORT,DB44054840 (136.5KG),VIETNAM | ea | M10 | 1 | 1 | ea | BASE ASS'Y,PANEL SUPPORT,DB44054840 (136.5KG),VIETNAM
MD | 6427 | Parts |  | BASE ASS'Y | A67400214 | 6427VR00002 | BASE ASS'Y,PANEL SUPPORT,DB44054841 (136.5KG),VIETNAM | ea | M10 | 2 | 2 | ea | BASE ASS'Y,PANEL SUPPORT,DB44054841 (136.5KG),VIET NAM
MD | 5021 | Parts |  | BLOCK | A67600005 |  | BLOCK,DOOR LOCK BLOCK,7.2,12,24KV,K-CODE NUMBER:56764111031,SME400085 | ea | M10 | 24 | 24 | #N/A | #N/A
MD | 5021 | Parts |  | BLOCK | A67600006 | 50218200003 | BLOCK,DOOR LOCK BLOCK,7.2,12,24KV,SME400085,NAM PHONG/VIETNAM | ea | M10 | 5 | 5 | ea | BLOCK,DOOR LOCK BLOCK,7.2/12/24KV,SME400085,VIET NAM
MD | 5021 | Parts |  | BLOCK | A67600007 | 50218200002 | BLOCK,DOOR LOCK BLOCK,7.2,12,24KV,SME400085,VIET NAM | ea | M10 | 44 | 44 | ea | BLOCK,DOOR LOCK BLOCK,7.2/12/24KV,SME400085,NAM PHONG/VIETNAM
MD | 6461 | Parts |  | COVER | A68900010 |  | COVER,COVER TYPE:YSMS-C,USE FOR LIMIT SWITCH YSR/L,YONGSUNG/KOREA | ea | M10 | 186 | 186 | #N/A | #N/A
MD | 6461 | Parts |  | COVER | A68900050 |  | COVER,VEGA S5320,COMPACT AIS,S44300739 | ea | M10 | 4 | 4 | #N/A | #N/A
MD | 6461 | Parts |  | COVER | A68900068 |  | COVER,DUMMY COVER+MIMIC,COMPACT AIS,S44292601RA | ea | M10 | 26 | 26 | #N/A | #N/A
MD | 6461 | Parts |  | COVER | A68900069 |  | COVER,DUMMY COVER+MIMIC,COMPACT AIS,S44292601RB | ea | M10 | 7 | 7 | #N/A | #N/A
MD | 6461 | Parts |  | COVER | A68900070 |  | COVER,DUMMY COVER+MIMIC,COMPACT AIS,S44292601RC | ea | M10 | 6 | 6 | #N/A | #N/A
MD | 6461 | Parts |  | COVER | A68900072 |  | COVER,MECH COVER+MIMIC, CU-A,COMPACT AIS,S44300706RA | ea | M10 | 1 | 1 | #N/A | #N/A
MD | 6461 | Parts |  | COVER | A68900074 |  | COVER,DUMMY COVER+MIMIC,COMPACT AIS,S44292601RD | ea | M10 | 22 | 22 | #N/A | #N/A
MD | 6461 | Parts |  | COVER | A68900077 |  | COVER,MECH COVER+MIMIC, GAU,COMPACT AIS,S44297276RC | ea | M10 | 4 | 4 | #N/A | #N/A
MD | 6461 | Parts |  | COVER | A68900080 |  | COVER,MECH COVER+MIMIC, GAU,COMPACT AIS,S44297276RD | ea | M10 | 5 | 5 | #N/A | #N/A
MD | #N/A | Parts |  | IR WINDOW | A68900085 |  | IR WINDOW,IR WINDOW,WLIR-80,CaF2 | ea | M10 | 4 | 4 | #N/A | #N/A
MD | 6461 | Parts |  | COVER | A68900110 |  | COVER,MECH COVER+MIMIC, FU,MCSG-R,S44300705RE | ea | M10 | 1 | 1 | #N/A | #N/A
MD | 6461 | Parts |  | COVER | A68900120 |  | COVER,MECH COVER+MIMIC, FU,MCSG-L,S44059315 (WITHOUT FUSE) | ea | M10 | 9 | 9 | #N/A | #N/A
MD | 6461 | Parts |  | COVER | A68900126 |  | COVER,MECH COVER+MIMIC, FU,COMPACT AIS,S44300705RF | ea | M10 | 1 | 1 | #N/A | #N/A
MD | 6461 | Parts |  | COVER | A68900127 |  | COVER,MECH COVER+MIMIC, CU-A,COMPACT AIS,S44300706RG | ea | M10 | 32 | 32 | #N/A | #N/A
MD | 6461 | Parts |  | COVER | A68900128 |  | COVER,MECH COVER+MIMIC, SU, L,COMPACT AIS,S44300708RC | ea | M10 | 3 | 3 | #N/A | #N/A
MD | 6461 | Parts |  | COVER | A68900130 |  | COVER,MECH COVER+MIMIC, LU,COMPACT AIS,S44300704RF | ea | M10 | 3 | 3 | #N/A | #N/A
MD | 6461 | Parts |  | COVER | A68900131 |  | COVER,MECH COVER+MIMIC, LU,W500,COMPACT AIS,S44300704RG | ea | M10 | 5 | 5 | #N/A | #N/A
MD | 6461 | Parts |  | COVER | A68900134 |  | COVER,MECH COVER+MIMIC, PU,COMPACT AIS,S44300709RC | ea | M10 | 7 | 7 | #N/A | #N/A
MD | 6461 | Parts |  | COVER | A68900138 |  | COVER,MECH COVER+MIMIC, FU,MCSG-L,S44300705RH | ea | M10 | 4 | 4 | #N/A | #N/A
MD | 6461 | Parts |  | COVER | A68900140 |  | COVER,MECH COVER+MIMIC, CU-W,COMPACT AIS,S44300707RB | ea | M10 | 5 | 5 | #N/A | #N/A
MD | 6461 | Parts |  | COVER | A68900166 |  | COVER,PVC COVER,VTC22-73-03,PVC(BLACK),VIETNAM | ea | M10 | 645 | 645 | #N/A | #N/A
MD | 6461 | Parts |  | COVER | A68900176 |  | COVER,PVC COVER FOR HANDLE LEVEL(MS104),VTC22-73-03,PVC(BLACK),VIETNAM | ea | M10 | 349 | 349 | #N/A | #N/A
MD | 6461 | Parts |  | COVER | A68900201 |  | COVER,ACRYL COVER,MH15890A-P3,ACRYL 5T,VIETNAM | ea | M10 | 6 | 6 | #N/A | #N/A
MD | 6461 | Parts |  | COVER | A68900202 |  | COVER,ACRYL COVER,MH15917A_P3,ACRYL 5T,VIETNAM | ea | M10 | 3 | 3 | #N/A | #N/A
MD | 6461 | Parts |  | COVER | A68900213 |  | COVER,COVER TYPE:AP-B,USE FOR LIMIT SWITCH RZ-15GW2S-B3,HIVERO/VIETNAM | ea | M10 | 49 | 49 | #N/A | #N/A
MD | 6462 | Parts |  | COVER ASS'Y | A69000003 | 64621100001 | COVER ASS'Y,COVER ASSY,SUSOL E-S/W INTERLOCK KIT,IP COVER,W44294691,SHINWOO ELECTRIC | ea | E31 | 19 | 19 | ea | COVER ASS'Y,SUSOL E-S/W INTERLOCK KIT,IP COVER,W44294691_,SHINWOO ELECTRIC
MD | 6462 | Parts |  | COVER ASS'Y | A69000003 | 64621100001 | COVER ASS'Y,COVER ASSY,SUSOL E-S/W INTERLOCK KIT,IP COVER,W44294691,SHINWOO ELECTRIC | ea | M10 | 19 | 19 | ea | COVER ASS'Y,SUSOL E-S/W INTERLOCK KIT,IP COVER,W44294691_,SHINWOO ELECTRIC
MD | 5207 | Parts |  | CRADLE ASS'Y | A69100006 | 01760000092 | CRADLE ASS'Y,MECHANISM ASSY,TRUCK,VL-20H25B13,K-CODE NUMBER: 65423172411 | ea | M10 | 1 | 1 | #N/A | #N/A
MD | 5207 | Parts |  | CRADLE ASS'Y | A69100007 | 01760000093 | CRADLE ASS'Y,MECHANISM ASSY,TRUCK,VL-12H32B06,K-CODE NUMBER: 65423172418 | ea | M10 | 1 | 1 | #N/A | #N/A
RMU | 5277 | Parts |  | DEVICE ASS'Y | A69300025 | 5277VR60001 | DEVICE ASS'Y,RMU MODULAR,SF6 GAS INSULATED SWITCH 24kV,LLFL, DETACHABLE GAS GAUGE, DRAWING 72313568219, DAESIN, KOREA | ea | M10 | 2 | 2 | ea | DEVICE ASS'Y,RMU MODULAR SF6 GAS INSULATED SWITCH 24kV,LLFL,DETACHABLE GAS GAUGE, DRAWING 72313568219, DAESIN, KOREA
RMU | 5277 | Parts |  | DEVICE ASS'Y | A69300044 | 5277VR60002 | DEVICE ASS'Y,RMU MODULAR SF6 GAS INSULATED SWITCH 24KV, GRMU LFL MANUAL, WITH LV BOX, DETACHABLE GAS GAUGE, DRAWING 72313568214, SHEET 1-1,DAESIN/KOREA | ea | M10 | 6 | 6 | ea | DEVICE ASS'Y,RMU MODULAR SF6 GAS INSULATED SWITCH 24kV,LFL MANUAL,WITH LV BOX, DETACHABLE GAS GAUGE, DRAWING 72313568214, SHEET 1-1,DAESIN/KOREA
RMU | 5277 | Parts |  | DEVICE ASS'Y | A69300097 | 5277VR60003 | DEVICE ASS'Y,RMU MODULAR,SF6 GAS INSULATED SWITCH 24kV,LLLL MANUAL, DETACHABLE GAS GAUGE, DRAWING 7231VN10004, SHEET 47,DAESIN/KOREA | ea | M10 | 1 | 1 | ea | DEVICE ASS'Y,RMU MODULAR SF6 GAS INSULATED SWITCH 24kV,LLLL MANUAL,DETACHABLE GAS GAUGE, DRAWING 7231VN10004, SHEET 47,DAESIN/KOREA
RMU | 5277 | Parts |  | DEVICE ASS'Y | A69300106 | 5277VR60004 | DEVICE ASS'Y,RMU MODULAR,SF6 GAS INSULATED SWITCH 24kV,LLL MANUAL, DETACHABLE GAS GAUGE, DRAWING 7231VN10022, SHEET 51,DAESIN/KOREA | ea | M10 | 2 | 2 | ea | DEVICE ASS'Y,RMU MODULAR SF6 GAS INSULATED SWITCH 24kV,LLL MANUAL,DETACHABLE GAS GAUGE, DRAWING 7231VN10022, SHEET 51,DAESIN/KOREA
RMU | 5277 | Parts |  | DEVICE ASS'Y | A69300111 | 5277VR60005 | DEVICE ASS'Y,RMU MODULAR,SF6 GAS INSULATED SWITCH 24kV,LLLL,MOTOR 24VDC, EP, PRESSURE SWICTH, DETACHABLE GAS GAUGE, DRAWING 7231VN10004,SHEET 47-2,DAESIN/KOREA | ea | M10 | 3 | 3 | ea | DEVICE ASS'Y,RMU MODULAR SF6 GAS INSULATED SWITCH 24kV,LLLL MOTOR,24VDC, EP, PRESSURE SWICTH, DETACHABLE GAS GAUGE, DRAWING 7231VN10004,SHEET 47-2,DAESIN/KOREA
RMU | 5277 | Parts |  | DEVICE ASS'Y | A69300145 | 5277VR60006 | DEVICE ASS'Y,RMU MODULAR, SF6 GAS INSULATED SWITCH 24kV, LFL,EP, 24VDC, PRESSURE SWICTH, AUX CONTACT, DRAWING 72313568220, SHEET 3-2,DAESIN/KOREA | ea | M10 | 1 | 1 | ea | DEVICE ASS'Y,RMU MODULAR SF6 GAS INSULATED SWITCH 24kV,LFL MOTOR,24VDC, PRESSURE SWICTH, AUX CONTACT, DRAWING 72313568220, SHEET 3-2,DAESIN/KOREA
RMU | 5277 | Parts |  | DEVICE ASS'Y | A69300146 | 5277VR60007 | DEVICE ASS'Y,RMU MODULAR,SF6 GAS INSULATED SWITCH 24kV,LCL,EP,MOTOR 24VDC, EP, PRESSURE SWICTH, DETACHABLE GAS GAUGE, CT RATIO 14.4/0.075A, DRAWING 72313569437, SHEET 21-5,DAESIN/KOREA | ea | M10 | 2 | 2 | ea | DEVICE ASS'Y,RMU MODULAR SF6 GAS INSULATED SWITCH 24kV,LCL MOTOR,24VDC, EP, PRESSURE SWICTH, DETACHABLE GAS GAUGE, CT RATIO 14.4/0.075A, DRAWING 72313569437, SHEET 21-5,DAESIN/KOREA
MD | 5362 | Parts |  | EARTH ASS'Y | A69700001 | 53628200002 | EARTH ASS'Y,EARTH SHOE, G8155920(5),24KV,12KV,7.2KV,PT DRAW OUT PNL | ea | E31 | 7 | 7 | ea | EARTH ASS'Y,EARTH SHOE,24KV/12KV/7.2KV,G8155920(5),PT DRAW OUT PNL
MD | 5362 | Parts |  | EARTH ASS'Y | A69700001 | 53628200002 | EARTH ASS'Y,EARTH SHOE, G8155920(5),24KV,12KV,7.2KV,PT DRAW OUT PNL | ea | M10 | 43 | 43 | ea | EARTH ASS'Y,EARTH SHOE,24KV/12KV/7.2KV,G8155920(5),PT DRAW OUT PNL
MD | 5412 | Parts |  | FAN ASS'Y | A69900002 |  | FAN ASS'Y,FILTER,MODEL:LK6622-300,IP54,LINKWELL/CHINA | ea | M10 | 3 | 3 | #N/A | #N/A
MD | 5412 | Parts |  | FAN ASS'Y | A69900004 |  | FAN ASS'Y,Plug Cords (Connector w/wire 1m use Fan),LA-10,wire UL 18AWGx2C,105 egrees Celsius PVC,FULLTECH/CHINA | ea | M10 | 30 | 30 | #N/A | #N/A
MD | 5421 | Parts |  | FILTER(MECH) | A70000001 |  | FILTER(MECH),FILTER, 1CM X 2M X 20M (WHITE COLOR) | rol | M10 | 6 | 6 | #N/A | #N/A
MD | 5421 | Parts |  | FILTER(MECH) | A70000003 |  | FILTER(MECH),Pressure box Ventilation,MV SWGR,Dwg Number: EM-40*100,VIETNAM | ea | M10 | 489 | 489 | #N/A | #N/A
MD | 5461 | Parts |  | FRAME | A70300002 | 54614100001 | FRAME,W-FRAME,MCC(ROLL TYPE),SL0202-P2 (W=900mm),MI RYUNG IND. | ea | M10 | 20 | 20 | ea | FRAME,W-FRAME,MCC (ROLL TYPE),SL0202-P2 (W=900mm),TAESAN HITEC/KOREA
MD | 5461 | Parts |  | FRAME | A70300003 | 54614100002 | FRAME,D-FRAME,MCC(ROLL TYPE),SL0203-P1 (D=1000mm),MI RYUNG IND. | ea | M10 | 4 | 4 | ea | FRAME,D-FRAME,MCC (ROLL TYPE),SL0203-P1 (D=1000mm),TAESAN HITEC/KOREA
MD | 5461 | Parts |  | FRAME | A70300008 | 54614100003 | FRAME,H-FRAME,MCC(ROLL TYPE),SL0201-P2 (H=2200mm),MI RYUNG IND. | ea | M10 | 20 | 20 | ea | FRAME,H-FRAME,MCC (ROLL TYPE),SL0201-P2 (H=2200mm),TAESAN HITEC/KOREA
MD | 5461 | Parts |  | FRAME | A70300009 | 54614100004 | FRAME,W-FRAME,MCC(ROLL TYPE),SL0202-P1 (W=1000mm),MI RYUNG IND. | ea | E31 | 2 | 2 | ea | FRAME,W-FRAME,MCC (ROLL TYPE),SL0202-P1 (W=1000mm),TAESAN HITEC/KOREA
MD | 5461 | Parts |  | FRAME | A70300009 | 54614100004 | FRAME,W-FRAME,MCC(ROLL TYPE),SL0202-P1 (W=1000mm),MI RYUNG IND. | ea | M10 | 4 | 4 | ea | FRAME,W-FRAME,MCC (ROLL TYPE),SL0202-P1 (W=1000mm),TAESAN HITEC/KOREA
MD | 5461 | Parts |  | FRAME | A70300010 | 54614100005 | FRAME,D-FRAME,MCC(ROLL TYPE),SL0203-P2 (D=650mm),MI RYUNG IND. | ea | M10 | 36 | 36 | ea | FRAME,D-FRAME,MCC (ROLL TYPE),SL0203-P2 (D=650mm),TAESAN HITEC/KOREA
MD | 5461 | Parts |  | FRAME | A70300025 | 54614100006 | FRAME,FRAME,POSMAC(L650),PANEL,SA070011,TAESAN HITEC/KOREA | ea | E31 | 53 | 53 | ea | FRAME,POSMAC (L650),PANEL,SA070011,TAESAN HITEC/KOREA
MD | 5461 | Parts |  | FRAME | A70300035 | 54614100007 | FRAME,FRAME,POSMAC(L750),PANEL,SA070011,TAESAN HITEC/KOREA | ea | E31 | 16 | 16 | ea | FRAME,POSMAC (L750),PANEL,SA070011,TAESAN HITEC/KOREA
MD | 5461 | Parts |  | FRAME | A70300036 | 54614100008 | FRAME,FRAME,POSMAC(L550),PANEL,SA070011,TAESAN HITEC/KOREA | ea | E31 | 8 | 8 | ea | FRAME,POSMAC (L550),PANEL,SA070011,TAESAN HITEC/KOREA
MD | 5461 | Parts |  | FRAME | A70300049 | 54614100009 | FRAME,FRAME,POSMAC(L1050),PANEL,SA070011,TAESAN HITEC/KOREA | ea | E31 | 4 | 4 | ea | FRAME,POSMAC (L1050),PANEL,SA070011,TAESAN HITEC/KOREA
MD | 5461 | Parts |  | FRAME | A70300049 | 54614100009 | FRAME,FRAME,POSMAC(L1050),PANEL,SA070011,TAESAN HITEC/KOREA | ea | M10 | 8 | 8 | ea | FRAME,POSMAC (L1050),PANEL,SA070011,TAESAN HITEC/KOREA
MD | 5461 | Parts |  | FRAME | A70300062 | 54614100010 | FRAME,FRAME,POSMAC(L1075),PANEL,SA070011,TAESAN HITEC/KOREA | ea | M10 | 4 | 4 | ea | FRAME,POSMAC (L1075),PANEL,SA070011,TAESAN HITEC/KOREA
MD | 5461 | Parts |  | FRAME | A70300064 | 54614100011 | FRAME,FRAME,POSMAC(L1975),PANEL,SA070011,TAESAN HITEC/KOREA | ea | E31 | 16 | 16 | ea | FRAME,POSMAC (L1975),PANEL,SA070011,TAESAN HITEC/KOREA
MD | 5461 | Parts |  | FRAME | A70300065 | 54614100012 | FRAME,FRAME,POSMAC(L1000),PANEL,SA070011,TAESAN HITEC/KOREA | ea | E31 | 24 | 24 | ea | FRAME,POSMAC (L1000),PANEL,SA070011,TAESAN HITEC/KOREA
MD | 5461 | Parts |  | FRAME | A70300088 | 54614100013 | FRAME,FRAME,POSMAC(L2275),PANEL,SA070011,TAESAN HITEC/KOREA | ea | E31 | 1 | 1 | ea | FRAME,POSMAC (L2275),PANEL,SA070011,TAESAN HITEC/KOREA
MD | 5461 | Parts |  | FRAME | A70300093 | 54614100014 | FRAME,FRAME,POSMAC(L475),PANEL,SA070011,TAESAN HITEC/KOREA | ea | E31 | 16 | 16 | ea | FRAME,POSMAC (L475),PANEL,SA070011,TAESAN HITEC/KOREA
MD | 5461 | Parts |  | FRAME | A70300096 | 54614100015 | FRAME,FRAME,POSMAC(L2050),PANEL,SA070011,TAESAN HITEC/KOREA | ea | E31 | 20 | 20 | ea | FRAME,POSMAC (L2050),PANEL,SA070011,TAESAN HITEC/KOREA
MD | 5461 | Parts |  | FRAME | A70300097 | 54614100016 | FRAME,FRAME,POSMAC H(L2200),PANEL,SA040002,TAESAN HITEC/KOREA | ea | E31 | 17 | 17 | ea | FRAME,POSMAC H (L2200),PANEL,SA040002,TAESAN HITEC/KOREA
MD | 5461 | Parts |  | FRAME | A70300097 | 54614100016 | FRAME,FRAME,POSMAC H(L2200),PANEL,SA040002,TAESAN HITEC/KOREA | ea | M10 | 15 | 15 | ea | FRAME,POSMAC H (L2200),PANEL,SA040002,TAESAN HITEC/KOREA
MD | 5461 | Parts |  | FRAME | A70300099 | 54614100017 | FRAME,FRAME,POSMAC(L1250),PANEL,SA070011,TAESAN HITEC/KOREA | ea | E31 | 16 | 16 | ea | FRAME,POSMAC (L1250),PANEL,SA070011,TAESAN HITEC/KOREA
MD | 5461 | Parts |  | FRAME | A70300101 | 54614100018 | FRAME,FRAME,STS304(L600),PANEL,SA070007,TAESAN HITEC/KOREA | ea | M10 | 17 | 17 | ea | FRAME,STS304 (L600),PANEL,SA070007,TAESAN HITEC/KOREA
MD | 5461 | Parts |  | FRAME | A70300104 | 54614100019 | FRAME,FRAME,STS304(L2050),PANEL,SA070007,TAESAN HITEC/KOREA | ea | E31 | 22 | 22 | ea | FRAME,STS304 (L2050),PANEL,SA070007,TAESAN HITEC/KOREA
MD | 5461 | Parts |  | FRAME | A70300117 | 54614100020 | FRAME,FRAME,POSMAC(L1450),PANEL,SA070011,TAESAN HITEC/KOREA | ea | E31 | 20 | 20 | ea | FRAME,POSMAC (L1450),PANEL,SA070011,TAESAN HITEC/KOREA
MD | 5461 | Parts |  | FRAME | A70300125 | 54614100021 | FRAME,FRAME,POSMAC(L1775),PANEL,SA070011,TAESAN HITEC/KOREA | ea | E31 | 8 | 8 | ea | FRAME,POSMAC (L1775),PANEL,SA070011,TAESAN HITEC/KOREA
MD | 5461 | Parts |  | FRAME | A70300128 | 54614100022 | FRAME,FRAME,POSMAC(L600),PANEL,SA070011,TAESAN HITEC/KOREA | ea | M10 | 1 | 1 | ea | FRAME,POSMAC (L600),PANEL,SA070011,TAESAN HITEC/KOREA
MD | 5461 | Parts |  | FRAME | A70300131 | 54614100023 | FRAME,FRAME,POSMAC H(L2700),PANEL,SA040002,TAESAN HITEC/KOREA | ea | M10 | 8 | 8 | ea | FRAME,POSMAC H (L2700),PANEL,SA040002,TAESAN HITEC/KOREA
MD | 5461 | Parts |  | FRAME | A70300136 | 54614100024 | FRAME,FRAME,POSMAC(L2450),PANEL,SA070011,TAESAN HITEC/KOREA | ea | E31 | 6 | 6 | ea | FRAME,POSMAC (L2450),PANEL,SA070011,TAESAN HITEC/KOREA
MD | 5461 | Parts |  | FRAME | A70300136 | 54614100024 | FRAME,FRAME,POSMAC(L2450),PANEL,SA070011,TAESAN HITEC/KOREA | ea | M10 | 6 | 6 | ea | FRAME,POSMAC (L2450),PANEL,SA070011,TAESAN HITEC/KOREA
MD | 5461 | Parts |  | FRAME | A70300144 | 54614100025 | FRAME,FRAME,POSMAC(L275),PANEL,SA070011,KOREA | ea | E31 | 32 | 32 | ea | FRAME,POSMAC (L275),PANEL,SA070011,KOREA
MD | 5461 | Parts |  | FRAME | A70300145 | 54614100026 | FRAME,FRAME,POSMAC H(L2800),PANEL,SA040002,TAESAN HITEC/KOREA | ea | E31 | 4 | 4 | ea | FRAME,POSMAC H (L2800),PANEL,SA040002,TAESAN HITEC/KOREA
MD | 5461 | Parts |  | FRAME | A70300145 | 54614100026 | FRAME,FRAME,POSMAC H(L2800),PANEL,SA040002,TAESAN HITEC/KOREA | ea | M10 | 8 | 8 | ea | FRAME,POSMAC H (L2800),PANEL,SA040002,TAESAN HITEC/KOREA
MD | 5461 | Parts |  | FRAME | A70300159 | 54614100027 | FRAME,FRAME,POSMAC(L2800),PANEL,SA070011,TAESAN HITEC/KOREA | ea | E31 | 8 | 8 | ea | FRAME,POSMAC (L2800),PANEL,SA070011,TAESAN HITEC/KOREA
MD | 5461 | Parts |  | FRAME | A70300173 | 54614100028 | FRAME,FRAME,STS304(L1975),PANEL,SA070007,TAESAN HITEC/KOREA | ea | M10 | 10 | 10 | ea | FRAME,STS304 (L1975),PANEL,SA070007,TAESAN HITEC/KOREA
MD | 5461 | Parts |  | FRAME | A70300174 | 54614100029 | FRAME,FRAME,STS304(L2150),PANEL,SA070007,TAESAN HITEC/KOREA | ea | M10 | 20 | 20 | ea | FRAME,STS304 (L2150),PANEL,SA070007,TAESAN HITEC/KOREA
MD | 5461 | Parts |  | FRAME | A70300175 | 54614100030 | FRAME,FRAME,POSMAC(L450),PANEL,SA070011,TAESAN HITEC/KOREA | ea | E31 | 4 | 4 | ea | FRAME,POSMAC (L450),PANEL,SA070011,TAESAN HITEC/KOREA
MD | 5461 | Parts |  | FRAME | A70300183 | 54614100031 | FRAME,FRAME,STS304(L2650),PANEL,SA070007,TAESAN HITEC/KOREA | ea | E31 | 2 | 2 | ea | FRAME,STS304 (L2650),PANEL,SA070007,TAESAN HITEC/KOREA
MD | 5461 | Parts |  | FRAME | A70300185 | 54614100032 | FRAME,FRAME,STS304(L2450),PANEL,SA070007,KOREA | ea | E31 | 5 | 5 | ea | FRAME,STS304 (L2450),PANEL,SA070007,KOREA
MD | 5461 | Parts |  | FRAME | A70300186 | 54614100033 | FRAME,FRAME,POSMAC(L2575),PANEL,SA070012,TAESAN HITEC/KOREA | ea | E31 | 22 | 22 | ea | FRAME,POSMAC (L2575),PANEL,SA070012,TAESAN HITEC/KOREA
MD | 5461 | Parts |  | FRAME | A70300186 | 54614100033 | FRAME,FRAME,POSMAC(L2575),PANEL,SA070012,TAESAN HITEC/KOREA | ea | M10 | 4 | 4 | ea | FRAME,POSMAC (L2575),PANEL,SA070012,TAESAN HITEC/KOREA
MD | 5461 | Parts |  | FRAME | A70300193 | 54614100034 | FRAME,FRAME,POSMAC(L2775),PANEL,SA070012,TAESAN HITEC/KOREA | ea | E31 | 5 | 5 | ea | FRAME,POSMAC (L2775),PANEL,SA070012,TAESAN HITEC/KOREA
MD | 5461 | Parts |  | FRAME | A70300195 | 54614100035 | FRAME,FRAME,POSMAC(L975),PANEL,SA070011,TAESAN HITEC/KOREA | ea | E31 | 8 | 8 | ea | FRAME,POSMAC (L975),PANEL,SA070011,TAESAN HITEC/KOREA
MD | 5461 | Parts |  | FRAME | A70300197 | 54614100036 | FRAME,FRAME,POSMAC(L2200),PANEL,SA070011,TAESAN HITEC/KOREA | ea | E31 | 8 | 8 | ea | FRAME,POSMAC (L2200),PANEL,SA070011,TAESAN HITEC/KOREA
RMU | 5461 | Parts |  | FRAME | A70300260 | 5461VR69161 | FRAME,FRAME, CT SUPPORT, 9T, GRMU LCL, 54613569161, VIET NAM | ea | M10 | 246 | 246 | ea | FRAME,CT SUPPORT, 9T,GRMU LCL,VR
MD | 5461 | Parts |  | FRAME | A70300283 | 54614100037 | FRAME,FRAME,POSMAC(L2375),PANEL,SA070012,TAESAN HITEC/KOREA | ea | E31 | 8 | 8 | ea | FRAME,POSMAC (L2375),PANEL,SA070012,TAESAN HITEC/KOREA
MD | 5461 | Parts |  | FRAME | A70300287 | 54614100038 | FRAME,FRAME,POSMAC(L1375),PANEL,SA070011,TAESAN HITEC/KOREA | ea | E31 | 20 | 20 | ea | FRAME,POSMAC (L1375),PANEL,SA070011,TAESAN HITEC/KOREA
MD | 5461 | Parts |  | FRAME | A70300290 | 54614100039 | FRAME,FRAME,POSMAC H(L2196),SUSOL MCC,S44058053,TAESAN HITEC/KOREA | ea | E31 | 32 | 32 | ea | FRAME,POSMAC H (L2196),SUSOL MCC,S44058053,TAESAN HITEC/KOREA
MD | 5461 | Parts |  | FRAME | A70300320 | 54618200051 | FRAME,CORNER B/K(LEFT),MH85-0001-P1 LH-AH086-01,PAINT,VIET NAM | ea | M10 | 77 | 77 | ea | FRAME,CORNER B/K (LEFT),MH85-0001-P1 LH-AH086-01,PAINT,VIET NAM
MD | 5461 | Parts |  | FRAME | A70300321 | 54618200052 | FRAME,CORNER B/K(RIGHT),MH85-0001-P2 LH-AH086-01,PAINT,VIET NAM | ea | M10 | 90 | 90 | ea | FRAME,CORNER B/K (RIGHT),MH85-0001-P2 LH-AH086-01,PAINT,VIET NAM
MD | 5511 | Parts |  | GUIDE | A70700001 | 55118200002 | GUIDE,PIN,GUIDE(SS400B D10 L32),PANEL,W44187762-P2 | ea | M10 | 108 | 108 | ea | GUIDE,PIN,PANEL,GUIDE(SS400B D10 L32),W44187762-P2
MD | 5511 | Parts |  | GUIDE | A70700004 | 55111160001 | GUIDE,UNIT GUIDE RAIL,HMCC,JSA06004 | ea | M10 | 141 | 141 | ea | GUIDE,UNIT GUIDE RAIL,HMCC,JSA06004_
MD | 5511 | Parts |  | GUIDE | A70700015 |  | GUIDE,DOOR GUIDE,MCSG,K-CODE NUMBER:56764111028,PSMS40191 | ea | M10 | 7 | 7 | #N/A | #N/A
MD | 5511 | Parts |  | GUIDE | A70700022 | 55118200003 | GUIDE,SPACER GUIDE,COMPACT AIS,S44292478 | ea | M10 | 6 | 6 | ea | GUIDE,SPACER GUIDE,COMPACT AIS,S44292478_
MD | 5511 | Parts |  | GUIDE | A70700025 |  | GUIDE,GUIDE,UNIT I-GUIDE,SUSOL MCC,GM0024, K CODE 55114191003, KOREA | ea | E31 | 18 | 18 | #N/A | #N/A
MD | 5511 | Parts |  | GUIDE | A70700026 |  | GUIDE,GUIDE,UNIT U-GUIDE,SUSOL MCC,GM0063, K CODE 55114191004, KOREA | ea | M10 | 90 | 90 | #N/A | #N/A
MD | 5511 | Parts |  | GUIDE | A70700033 | 55118200004 | GUIDE,DOOR GUIDE,MCSG Panel,PSMS40191,NAM PHONG/VIETNAM | ea | M10 | 68 | 68 | ea | GUIDE,DOOR GUIDE,MCSG Panel,PSMS40191,NAM PHONG/VIET NAM
MD | 5511 | Parts |  | GUIDE | A70700034 | 55118200005 | GUIDE,GUIDE PIN,S-MCC,W44187762-P2,NAM PHONG/VIETNAM | ea | M10 | 53 | 53 | ea | GUIDE,GUIDE PIN,S-MCC,W44187762-P2,NAM PHONG/VIET NAM
MD | 5511 | Parts |  | GUIDE | A70700045 | 55118200001 | GUIDE,DOOR GUIDE,MCSG Panel,PSMS40191,VIETNAM | ea | M10 | 120 | 120 | ea | GUIDE,DOOR GUIDE,MCSG Panel,PSMS40191,VIET NAM
MD | 5522 | Parts |  | HANDLE ASS'Y | A70900003 |  | HANDLE ASS'Y,HANDLE ASSY,DRAWOUT,LONG.AL-DEFG,K CODE NUMBER:55223460402 | ea | E31 | 35 | 35 | #N/A | #N/A
MD | 5522 | Parts |  | HANDLE ASS'Y | A70900003 |  | HANDLE ASS'Y,HANDLE ASSY,DRAWOUT,LONG.AL-DEFG,K CODE NUMBER:55223460402 | ea | M10 | 31 | 31 | #N/A | #N/A
MD | 5582 | Parts |  | HOUSING ASS'Y | A71400005 |  | HOUSING ASS'Y,Accessory of Housing PIDIS,Black tube,CHINA | ea | M10 | 2 | 2 | #N/A | #N/A
MD | 5582 | Parts |  | HOUSING ASS'Y | A71400006 |  | HOUSING ASS'Y,Accessory of Housing PIDIS,Diameter 40mm,Black tube,CHINA | ea | M10 | 25 | 25 | #N/A | #N/A
MD | 5611 | Parts |  | INTERLOCK | A71500003 | 56114100001 | INTERLOCK,INT LINK 01,S44300685 | ea | M10 | 1 | 1 | #N/A | #N/A
MD | 5611 | Parts |  | INTERLOCK | A71500004 | 56114100002 | INTERLOCK,INT LINK 02,S44300686 | ea | M10 | 1 | 1 | #N/A | #N/A
RMU | 5611 | Parts |  | INTERLOCK | A71500027 | 5611VR68105 | INTERLOCK,INTERLOCK ASSY,CB,GRMU LCL, 56123569006, VIET NAM | set | M10 | 20 | 20 | ea | INTERLOCK,INTERLOCK ASS'Y,CB GRMU LCL 56123569006, VIET NAM
RMU | 5611 | Parts |  | INTERLOCK | A71500028 | 5611VR68106 | INTERLOCK,INTERLOCK ASSY,LBS 1W,GRMU LCL, 56123569004, VIET NAM | set | M10 | 3 | 3 | ea | INTERLOCK,INTERLOCK ASS'Y,LBS 1W GRMU LCL 56123569004, VIET NAM
RMU | 5611 | Parts |  | INTERLOCK | A71500029 | 5611VR68107 | INTERLOCK,INTERLOCK ASSY,LBS 2W,GRMU LCL, 56123569005, VIET NAM | set | M10 | 8 | 8 | ea | INTERLOCK,INTERLOCK ASS'Y,LBS 2W GRMU LCL 56123569005, VIET NAM
RMU | 5611 | Parts |  | INTERLOCK | A71500030 | 5611VR68108 | INTERLOCK,INTERLOCK ASSY,DS,CABLE,GRMU LC, 56123569010, VIET NAM | set | M10 | 27 | 27 | ea | INTERLOCK,INTERLOCK ASS'Y,DS CABLE GRMU LC 56123569010, VIET NAM
RMU | 5611 | Parts |  | INTERLOCK | A71500031 | 5611VR68109 | INTERLOCK,INTERLOCK, DS GUIDE PIN, GRMU LCL, 56113569019, VIET NAM | set | M10 | 2 | 2 | ea | INTERLOCK,INTERLOCK, DS GUIDE PIN GRMU LCL 56113569019, VIET NAM
RMU | 5611 | Parts |  | INTERLOCK | A71500032 | 5611VR68110 | INTERLOCK,INTERLOCK,FUSE,CAM,GRMU LFL, 56113568040, VIET NAM | ea | M10 | 9 | 9 | ea | INTERLOCK,INTERLOCK,FUSE CAM GRMU LFL 56113568040, VIET NAM
RMU | 5611 | Parts |  | INTERLOCK | A71500033 | 5611VR68111 | INTERLOCK,INTERLOCK,FUSE,PLATE,GRMU LFL, 56113568041, VIET NAM | ea | M10 | 3 | 3 | ea | INTERLOCK,INTERLOCK,FUSE PLATE GRMU LFL 56113568041, VIET NAM
RMU | 5611 | Parts |  | INTERLOCK | A71500034 | 5611VR68112 | INTERLOCK,INTERLOCK,FUSE,GUIDE,GRMU LFL, 56113568042, VIET NAM | ea | M10 | 5 | 5 | ea | INTERLOCK,INTERLOCK,FUSE GUIDE GRMU LFL 56113568042, VIET NAM
RMU | 5611 | Parts |  | INTERLOCK | A71500035 | 5611VR68113 | INTERLOCK,INTERLOCK,FUSE,BUSH,GRMU LFL, 56113568043, VIET NAM | ea | M10 | 4 | 4 | ea | INTERLOCK,INTERLOCK,FUSE BUSH GRMU LFL 56113568043, VIET NAM
RMU | 5611 | Parts |  | INTERLOCK | A71500036 | 5611VR68114 | INTERLOCK,INTERLOCK,FUSE,GUIDE ROLLER,GRMU LFL, 56113568044, VIET NAM | ea | M10 | 1 | 1 | ea | INTERLOCK,INTERLOCK,FUSE GUIDE ROLLER GRMU LFL 56113568044, VIET NAM
RMU | 5611 | Parts |  | INTERLOCK | A71500037 | 5611VR68115 | INTERLOCK,INTERLOCK ASSY,LBS 1W,GRMU LFL, 56123568004, VIET NAM | ea | M10 | 1 | 1 | ea | INTERLOCK,INTERLOCK ASS'Y,LBS 1W GRMU LFL 56123568004, VIET NAM
RMU | 5611 | Parts |  | INTERLOCK | A71500038 | 5611VR68116 | INTERLOCK,INTERLOCK ASSY,F-LBS,GRMU LFL, 56123568005, VIET NAM | ea | M10 | 10 | 10 | ea | INTERLOCK,INTERLOCK ASS'Y,F-LBS GRMU LFL 56123568005, VIET NAM
RMU | 5611 | Parts |  | INTERLOCK | A71500039 | 5611VR68117 | INTERLOCK,INTERLOCK ASSY,LBS 2W,GRMU LFL, 56123568006, VIET NAM | ea | M10 | 7 | 7 | ea | INTERLOCK,INTERLOCK ASS'Y,LBS 2W GRMU LFL 56123568006, VIET NAM
RMU | 5611 | Parts |  | INTERLOCK | A71500040 | 5611VR68118 | INTERLOCK,INTERLOCK,FUSE COVER PIN,GRMU LFL, 56113568003, VIET NAM | ea | M10 | 15 | 15 | ea | INTERLOCK,INTERLOCK,FUSE COVER PIN GRMU LFL 56113568003, VIET NAM
RMU | 5611 | Parts |  | INTERLOCK | A71500050 | 5611VR68119 | INTERLOCK,INTERLOCK ASSY, LBS 1W, GRMU LLLL, DRAWING 56123568013, VIET NAM | set | M10 | 9 | 9 | ea | INTERLOCK,INTERLOCK ASS'Y, LBS 1W GRMU LLLL 56123568013, VIET NAM
RMU | 5611 | Parts |  | INTERLOCK | A71500051 | 5611VR68120 | INTERLOCK,INTERLOCK ASSY, LBS 2W, GRMU LLLL, DRAWING 56123568014, VIET NAM | set | M10 | 9 | 9 | ea | INTERLOCK,INTERLOCK ASS'Y, LBS 2W GRMU LLLL 56123568014, VIET NAM
RMU | 5611 | Parts |  | INTERLOCK | A71500052 | 5611VR68121 | INTERLOCK,INTERLOCK ASSY, LBS 3W, GRMU LLLL, DRAWING 56123568015, VIET NAM | set | M10 | 9 | 9 | ea | INTERLOCK,INTERLOCK ASS'Y, LBS 3W GRMU LLLL 56123568015, VIET NAM
RMU | 5611 | Parts |  | INTERLOCK | A71500053 | 5611VR68122 | INTERLOCK,INTERLOCK ASSY, LBS 4W, GRMU LLLL, DRAWING 56123568016, VIET NAM | set | M10 | 9 | 9 | ea | INTERLOCK,INTERLOCK ASS'Y, LBS 4W GRMU LLLL 56123568016, VIET NAM
MD | 5611 | Parts |  | INTERLOCK | A71500060 | 56114100003 | INTERLOCK,VCB INTERLOCK,UAEI-001, P2 | ea | M10 | 1 | 1 | #N/A | #N/A
RMU | 5611 | Parts |  | INTERLOCK | A71500072 | 5611VR68123 | INTERLOCK,INTERLOCK ASSY,LBS 4W,GRMU LLFL, 56123568009, VIET NAM | ea | M10 | 1 | 1 | ea | INTERLOCK,INTERLOCK ASS'Y,LBS 4W GRMU LLFL 56123568009, VIET NAM
RMU | 5611 | Parts |  | INTERLOCK | A71500078 | 5611VR68127 | INTERLOCK,NTERLOCK,GUIDE PIN,GRMU C, 56113564001, VIET NAM | set | M10 | 16 | 16 | ea | INTERLOCK,INTERLOCK,GUIDE PIN GRMU C 56113564001, VIET NAM
MD | 5611 | Parts |  | INTERLOCK | A71500089 | 56114100004 | INTERLOCK,INTERLOCK PLATE,VH-12Kv50kA,S44064115A,VIETNAM | ea | M10 | 1 | 1 | #N/A | #N/A
MD | 5611 | Parts |  | INTERLOCK | A71500092 | 56118200001 | INTERLOCK,INTERLOCK PLATE,VH-12Kv50kA(VCB=1KEY BOLT + ES),S44064128,VIETNAM | set | M10 | 1 | 1 | #N/A | #N/A
MD | 5611 | Parts |  | INTERLOCK | A71500096 | 56114100005 | INTERLOCK,INTERLOCK PLATE,DWG NUMBER: PAC8012120097,VIETNAM | ea | M10 | 10 | 10 | #N/A | #N/A
RMU | 5611 | Parts |  | INTERLOCK | A71500106 | 5611VR68124 | INTERLOCK,INTERLOCK ASSY,LBS 2W, GRMU LLCL,56123569009,VIETNAM | set | M10 | 12 | 12 | ea | INTERLOCK,INTERLOCK ASS'Y,LBS 2W GRMU LLCL 56123569009, VIET NAM
MD | 5611 | Parts |  | INTERLOCK | A71500117 | 56118200002 | INTERLOCK,INTERLOCK PLATE,INTERLOCK- KE-615 | set | M10 | 1 | 1 | #N/A | #N/A
RMU | 5611 | Parts |  | INTERLOCK | A71500118 | 5611VR68125 | INTERLOCK,INTERLOCK ASSY,LBS 1W_LLLL,VN RMU,5612VN10001,VIETNAM | set | M10 | 2 | 2 | ea | INTERLOCK,INTERLOCK ASS'Y,LBS 1W_LLLL VN RMU 5612VN10001, VIET NAM
RMU | 5611 | Parts |  | INTERLOCK | A71500119 | 5611VR68126 | INTERLOCK,INTERLOCK ASSY,LBS 2W_LLLL,VN RMU,5612VN10002,VIETNAM | set | M10 | 4 | 4 | ea | INTERLOCK,INTERLOCK ASS'Y,LBS 2W_LLLL VN RMU 5612VN10002, VIET NAM
RMU | 5611 | Parts |  | INTERLOCK | A71500121 | 5611VR68128 | INTERLOCK,INTERLOCK ASSY,LBS 4W_LLLL,VN RMU,5612VN10004,VIETNAM | set | M10 | 1 | 1 | ea | INTERLOCK,INTERLOCK ASS'Y,LBS 4W_LLLL VN RMU 5612VN10004, VIET NAM
MD | 5611 | Parts |  | INTERLOCK | A71500153 | 56118200003 | INTERLOCK,REAR DOOR & E/S INTERLOCK,24KV-VLH,W44056413_Rev2,VIETNAM | set | M10 | 11 | 11 | #N/A | #N/A
MD | 5611 | Parts |  | INTERLOCK | A71500154 | 56118200004 | INTERLOCK,REAR DOOR & E/S INTERLOCK,7.2KV-VLH31.5,S44076701(W=800, D=1800mm),VIETNAM | set | M10 | 2 | 2 | #N/A | #N/A
RMU | 5611 | Parts |  | INTERLOCK | A71500155 | 5611VR68129 | INTERLOCK,INTERLOCK ASS'Y,LBS 2W,LONG,VN RMU, 5612VR20008,VIETNAM | ea | M10 | 1 | 1 | ea | INTERLOCK,INTERLOCK ASS'Y,LBS 2W LONG VN RMU 5612VR20008, VIET NAM
MD | 6521 | Parts |  | LATCH | A71800001 | 65214100002 | LATCH,U-LATCH, JSA07005-G55 | ea | M10 | 279 | 279 | ea | LATCH,U-LATCH,JSA07005- G55
MD | 6501 | Parts |  | LEVER | A72100001 | 65018200001 | LEVER,HANDLE LEVER 1,COMPACT AIS,DWG NUMBER:S44292454 | ea | M10 | 3 | 3 | ea | LEVER,HANDLE LEVER 1,COMPACT AIS,DWG NUMBER: S44292454
MD | 6502 | Parts |  | LEVER ASS'Y | A72200001 | 65028200001 | LEVER ASS'Y,LEVER 2 ASSY,COMPACT AIS,DWG NUMBER:S44292455 | ea | M10 | 8 | 8 | ea | LEVER ASS'Y,LEVER 2 ASSY,DWG NUMBER:S44292455,COMPACT AIS
MD | 0197 | Parts |  | LOCK | A72700004 |  | LOCK,DOOR GUIDE BOLT,K-CODE NUMBER:56764111032,K DWG NUMBER: SME400101 | ea | M10 | 7 | 7 | #N/A | #N/A
MD | 0197 | Parts |  | LOCK | A72700005 |  | LOCK,INSERT DOOR LOCK,K-DWG NUMBER: 56013172502 | ea | M10 | 128 | 128 | #N/A | #N/A
MD | 0197 | Parts |  | LOCK | A72700008 | 01970000005 | LOCK,LOCK BOSS,MC1260-5,SUSOL 400 | ea | M10 | 7 | 7 | #N/A | #N/A
MD | 0197 | Parts |  | LOCK | A72700009 |  | LOCK,LOCKING DEVICE,VT0145M,VIET TIEP/VIETNAM | ea | M10 | 4 | 4 | #N/A | #N/A
MD | 0197 | Parts |  | LOCK | A72700010 | 01970000006 | LOCK,INSERT DOOR LOCK,W44034326,VCS PANEL | ea | M10 | 23 | 23 | #N/A | #N/A
MD | 0197 | Parts |  | LOCK | A72700015 | 01970000007 | LOCK,DOOR LOCK GUIDE PIN,COMPACT AIS,DWG NUMBER:S44292453 | ea | M10 | 12 | 12 | #N/A | #N/A
MD | 0197 | Parts |  | LOCK | A72700021 | 01970000008 | LOCK,DOOR LOCK,SL12368,MCC | ea | M10 | 1 | 1 | #N/A | #N/A
MD | 0197 | Parts |  | LOCK | A72700022 | 01970000009 | LOCK,DOOR LOCK AS AP(CU-A),S44308176A | ea | M10 | 2 | 2 | #N/A | #N/A
MD | 0197 | Parts |  | LOCK | A72700025 | 01970000010 | LOCK,DOOR LOCK AS AP(CU-A),S44308176 | ea | M10 | 3 | 3 | #N/A | #N/A
MD | 0197 | Parts |  | LOCK | A72700026 | 01970000011 | LOCK,CAM LINK 01,S44308160 | ea | M10 | 3 | 3 | #N/A | #N/A
MD | 0197 | Parts |  | LOCK | A72700028 | 01970000012 | LOCK,CAM LINK 02 CU-AP,S44308194 | ea | M10 | 3 | 3 | #N/A | #N/A
MD | 0197 | Parts |  | LOCK | A72700030 |  | LOCK,LOCK,9782,DUAL ROLLER CATCH LKY_FRAME SIDE_SUSOL MCC, K CODE 56764112001, MESAN(DOATEC), KOREA | ea | M10 | 260 | 260 | #N/A | #N/A
MD | 0197 | Parts |  | LOCK | A72700031 |  | LOCK,CATCH, K CODE 51113570001, KC-1816-2, KONGJIN, KOREA | ea | M10 | 119 | 119 | #N/A | #N/A
MD | 0197 | Parts |  | LOCK | A72700035 |  | LOCK,DOOR GUIDE BOLT,MCSG PANEL,SME400101,NAM PHONG/VIETNAM | ea | M10 | 87 | 87 | #N/A | #N/A
MD | 0197 | Parts |  | LOCK | A72700036 |  | LOCK,LOCKING DEVICE,SMCC, SL12765,VIET NAM | ea | M10 | 670 | 670 | #N/A | #N/A
MD | 0197 | Parts |  | LOCK | A72700037 |  | LOCK,LOCK PLATE,SUSOL MCC-3P,MC1209E-#1,VIET NAM | ea | M10 | 215 | 215 | #N/A | #N/A
MD | 0197 | Parts |  | LOCK | A72700038 |  | LOCK,LOCK PLATE,SUSOL MCC-4P,MC1209E-#2,VIET NAM | ea | M10 | 5 | 5 | #N/A | #N/A
MD | 0197 | Parts |  | LOCK | A72700039 |  | LOCK,DOOR LOCK,COMPACT AIS,DWG NUMBER:S44292560,NAM PHONG/VIETNAM | ea | M10 | 12 | 12 | #N/A | #N/A
MD | 0197 | Parts |  | LOCK | A72700043 |  | LOCK,LOCKING DEVICE,SMCC, SL12765A,VIET NAM | ea | M10 | 280 | 280 | #N/A | #N/A
MD | 0197 | Parts |  | LOCK | A72700050 |  | LOCK,DOOR GUIDE BOLT,MCSG PANEL,SME400101,VIET NAM | ea | M10 | 118 | 118 | #N/A | #N/A
MD | 5677 | Parts |  | LOCK ASS'Y | A72800001 |  | LOCK ASS'Y,DOOR LOCK ASSY,COMPACT AIS,DWG NUMBER:S44037188 | ea | M10 | 1 | 1 | #N/A | #N/A
MD | 5677 | Parts |  | LOCK ASS'Y | A72800003 |  | LOCK ASS'Y,DOOR LOCK ASSY,COMPACT AIS,DWG NUMBER:S44292452A | ea | M10 | 1 | 1 | #N/A | #N/A
MD | 5677 | Parts |  | LOCK ASS'Y | A72800004 |  | LOCK ASS'Y,GAU LOCK PL 01,COMPACT AIS,DWG NUMBER:S44300679 | ea | M10 | 1 | 1 | #N/A | #N/A
MD | 5677 | Parts |  | LOCK ASS'Y | A72800007 |  | LOCK ASS'Y,DOOR LOCK ASSY,COMPACT AIS, CU-AP,DWG NUMBER:S44308185A | ea | M10 | 3 | 3 | #N/A | #N/A
MD | 6481 | Parts |  | PANEL | A73500517 |  | PANEL,DB PANEL BY OUTSOURCING,L252A120 | pnl | M10 | 2 | 2 | #N/A | #N/A
MD | 5841 | Parts |  | PLATE | A73600003 | 58418200016 | PLATE,LIFTING PLATE,SJ100022-T6,Local/VietNam | ea | M10 | 56 | 56 | ea | PLATE,LIFTING PLATE,SJ100022- T6,Local/VietNam
MD | 5841 | Parts |  | PLATE | A73600008 | 58418200017 | PLATE,PVC PLATE,T5 W1220 L2440,GRAY COLOUR | sht | M10 | 33.2 | 33.2 | sht | PLATE,PVC PLATE,T5 W1220 L2440,GRAY COLOUR
MD | 5841 | Parts |  | PLATE | A73600012 | 58418200032 | PLATE,24KV POSITION PLATE,PSMS20201 | ea | M10 | 14 | 14 | ea | PLATE,24KV POSITION PLATE,PSMS20201_
MD | 5841 | Parts |  | PLATE | A73600015 | 58418200018 | PLATE,PLATE,LOCK HOLD,GAU,COMPACT AIS,S44297269 | ea | M10 | 1 | 1 | ea | PLATE,LOCK HOLD,COMPACT AIS,GAU,S44297269
MD | 5841 | Parts |  | PLATE | A73600022 | 58418200019 | PLATE,EARTH BUSBAR,COMPACT AIS,S44300700 | ea | M10 | 32 | 32 | ea | PLATE,EARTH BUSBAR,COMPACT AIS,S44300700_
MD | 5841 | Parts |  | PLATE | A73600028 | 58418200020 | PLATE,LOCK HOLD,COMPACT AIS,GAU,S44300655 | ea | M10 | 1 | 1 | ea | PLATE,LOCK HOLD,COMPACT AIS,GAU,S44300655_
MD | 5841 | Parts |  | PLATE | A73600059 | 58418200021 | PLATE,PLATE,LOCK HOLD,GAU-AP,COMPACT AIS,S44308177 | sht | M10 | 3 | 3 | sht | PLATE,LOCK HOLD,COMPACT AIS,GAU-AP,S44308177
RMU | 5841 | Parts |  | PLATE | A73600074 | 5842VR62214 | PLATE,PLATE ASSY,PADLOCK COVER,GRMULCL, DRAWING 58423569006, DAESIN,KOREA | ea | M10 | 68 | 68 | ea | PLATE ASS'Y,PADLOCK COVER,GRMU LCL,58423569006 DAESIN/KOREA
RMU | 5841 | Parts |  | PLATE | A73600075 | 5842VR62265 | PLATE,PLATE ASSY, FRONT COVER 02, CB, GRMU LCL, 58423569102A, VIET NAM | ea | M10 | 2 | 2 | ea | PLATE ASS'Y,FRONT COVER 02,CB,GRMU LCL,58423569102A VIETNAM
RMU | 5841 | Parts |  | PLATE | A73600076 | 5842VR62215 | PLATE,PLATE ASSY, FRONT COVER SUB 02, UL, LBS, GRMU LCL, 58423569107A, VIET NAM | ea | M10 | 2 | 2 | ea | PLATE ASS'Y,FRONT COVER SUB 02,UL LBS,GRMU LCL, 58423569107A VIETNAM
RMU | 5841 | Parts |  | PLATE | A73600077 | 5842VR62216 | PLATE,PLATE ASSY, FRONT COVER SUB 02, DS, GRMU LCL, 58423569109A, VIET NAM | ea | M10 | 2 | 2 | ea | PLATE ASS'Y,FRONT COVER SUB 02,DS,GRMU LCL, 58423569109A VIETNAM
RMU | 5841 | Parts |  | PLATE | A73600078 | 5842VR62217 | PLATE,PLATE ASSY, FRONT COVER SUB 02, DR, LBS, GRMU LCL, 58423569110A, VIET NAM | ea | M10 | 2 | 2 | ea | PLATE ASS'Y,FRONT COVER SUB 02,DR LBS,GRMU LCL, 58423569110A VIETNAM
RMU | 5841 | Parts |  | PLATE | A73600079 | 5842VR62218 | PLATE,PLATE ASSY,COVER WELD L,GRMU LFL, 58423568071A, VIET NAM | ea | M10 | 20 | 20 | ea | PLATE ASS'Y,COVER WELD L,GRMU LFL, 58423568071A VIETNAM
RMU | 5841 | Parts |  | PLATE | A73600080 | 5842VR62219 | PLATE,PLATE ASSY,COVER WELD M,GRMU LFL, 58423568072A, VIET NAM | ea | M10 | 23 | 23 | ea | PLATE ASS'Y,COVER WELD M,GRMU LFL, 58423568072A VIETNAM
RMU | 5841 | Parts |  | PLATE | A73600081 | 5842VR62220 | PLATE,PLATE ASSY,COVER WELD R,GRMU LFL, 58423568073A, VIET NAM | ea | M10 | 18 | 18 | ea | PLATE ASS'Y,COVER WELD R,GRMU LFL, 58423568073A VIETNAM
RMU | 5841 | Parts |  | PLATE | A73600082 | 5842VR62221 | PLATE,PLATE ASSY,FRONT COVER SR,GRMU LFL, 58423568012A, VIET NAM | ea | M10 | 21 | 21 | ea | PLATE ASS'Y,FRONT COVER SR,GRMU LFL, 58423568012A VIETNAM
RMU | 5841 | Parts |  | PLATE | A73600083 | 5842VR62222 | PLATE,PLATE ASSY,COVER WELD SL,GRMU LFL, 58423568103A, VIET NAM | ea | M10 | 21 | 21 | ea | PLATE ASS'Y,COVER WELD SL,GRMU LFL, 58423568103A VIETNAM
RMU | 5841 | Parts |  | PLATE | A73600084 | 5842VR62223 | PLATE,PLATE ASSY, FUSE COVER, GRMU LFL, 58423568010A, VIET NAM | ea | M10 | 1 | 1 | ea | PLATE ASS'Y,FUSE COVER,GRMU LFL, 58423568010A VIETNAM
RMU | 5841 | Parts |  | PLATE | A73600085 | 5842VR62224 | PLATE,PLATE ASSY, FRONT COVER SUB 02, UR, LBS, GRMU LCL, 58423569108A, VIET NAM | ea | M10 | 1 | 1 | ea | PLATE ASS'Y,FRONT COVER SUB 02,UR LBS,GRMU LCL, 58423569108A VIETNAM
RMU | 5841 | Parts |  | PLATE | A73600087 | 5842VR62225 | PLATE,PLATE ASSY, FRONT COVER 02, DR, LBS, GRMU LCL, 58423569106A, VIET NAM | ea | M10 | 5 | 5 | ea | PLATE ASS'Y,FRONT COVER 02,DR LBS,GRMU LCL, 58423569106A VIETNAM
MD | 5841 | Parts |  | PLATE | A73600093 | 58418200033 | PLATE,CB LOCK PLATE (R),MCSG,L=1145,S44051690 | ea | M10 | 1 | 1 | ea | PLATE,CB LOCK PLATE (R),MCSG,L=1145,S44051690_
RMU | 5841 | Parts |  | PLATE | A73600115 | 5842VR62226 | PLATE,PLATE ASSY,FRONT TOP COVER L1,02,GRMU LLFL, 58423568136A, VIET NAM | ea | M10 | 1 | 1 | ea | PLATE ASS'Y,FRONT TOP COVER L1 2,GRMU LLFL, 58423568136A VIETNAM
RMU | 5841 | Parts |  | PLATE | A73600116 | 5842VR62227 | PLATE,PLATE ASSY,COVER WELD L2,02,GRMU LLFL, 58423568137A, VIET NAM | ea | M10 | 1 | 1 | ea | PLATE ASS'Y,COVER WELD L2 2,GRMU LLFL, 58423568137A VIETNAM
RMU | 5841 | Parts |  | PLATE | A73600117 | 5842VR62228 | PLATE,PLATE ASSY,COVER WELD F,02,GRMU LLFL, 58423568138A, VIET NAM | ea | M10 | 3 | 3 | ea | PLATE ASS'Y,COVER WELD F 2,GRMU LLFL, 58423568138A VIETNAM
RMU | 5841 | Parts |  | PLATE | A73600118 | 5842VR62229 | PLATE,PLATE ASSY,COVER WELD R,02,GRMU LLFL, 58423568139A, VIET NAM | ea | M10 | 5 | 5 | ea | PLATE ASS'Y,COVER WELD R 2,GRMU LLFL, 58423568139A VIETNAM
RMU | 5841 | Parts |  | PLATE | A73600119 | 5841VR62199 | PLATE,PLATE, FRONT COVER SR, GRMU LLFL, 58413568031A, VIET NAM | ea | M10 | 1 | 1 | ea | PLATE,FRONT COVER SR,GRMU LLFL,58413568031A, VIET NAM
RMU | 5841 | Parts |  | PLATE | A73600120 | 5842VR62230 | PLATE,PLATE ASSY, FUSE COVER WELD, GRMU LLFL, 58423568020A, VIET NAM | ea | M10 | 3 | 3 | ea | PLATE ASS'Y,FUSE COVER WELD,GRMU LLFL,58423568020A VIETNAM
RMU | 5841 | Parts |  | PLATE | A73600121 | 5842VR62231 | PLATE,PLATE ASSY,COVER WELD SL,GRMU LLFL, 58423568107A, VIET NAM | ea | M10 | 1 | 1 | ea | PLATE ASS'Y,COVER WELD SL,GRMU LLFL, 58423568107A VIETNAM
RMU | 5841 | Parts |  | PLATE | A73600126 | 5842VR62232 | PLATE,PLATE ASSY,FUSE COVER WELD,GRMU F, 58423563006A, VIET NAM | ea | M10 | 1 | 1 | ea | PLATE ASS'Y,FUSE COVER WELD,GRMU F, 58423563006A VIETNAM
RMU | 5841 | Parts |  | PLATE | A73600128 | 5842VR62233 | PLATE,PLATE ASSY,FRONT COVER SUB, DS,GRMU C, 58423564011A, VIET NAM | ea | M10 | 6 | 6 | ea | PLATE ASS'Y,FRONT COVER SUB,DS,GRMU C, 58423564011A VIETNAM
RMU | 5841 | Parts |  | PLATE | A73600131 | 5842VR62234 | PLATE,PLATE ASSY,COVER WELD L,GRMU LFFL, 58423568055A, VIET NAM | ea | M10 | 3 | 3 | ea | PLATE ASS'Y,COVER WELD L,GRMU LFFL, 58423568055A VIETNAM
RMU | 5841 | Parts |  | PLATE | A73600132 | 5842VR62235 | PLATE,PLATE ASSY,FUSE COVER WELD L,GRMU LFFL, 58423568050A, VIET NAM | ea | M10 | 1 | 1 | ea | PLATE ASS'Y,FUSE COVER WELD L,GRMU LFFL, 58423568050A VIETNAM
RMU | 5841 | Parts |  | PLATE | A73600133 | 5842VR62236 | PLATE,PLATE ASSY,FUSE COVER WELD R,GRMU LFFL, 58423568051A, VIET NAM | ea | M10 | 1 | 1 | ea | PLATE ASS'Y,FUSE COVER WELD R,GRMU LFFL, 58423568051A VIETNAM
RMU | 5841 | Parts |  | PLATE | A73600135 | 5841VR62200 | PLATE,PLATE, FRONT COVER SL, GRMU LFFL, 58423568106A, VIET NAM | ea | M10 | 3 | 3 | ea | PLATE,FRONT COVER SL,GRMU LFFL,58423568106A, VIET NAM
MD | 5841 | Parts |  | PLATE | A73600146 | 58418200005 | PLATE,LV LOCK PLATE (R),MCSG,L=350,W44050003,VIETNAM | ea | M10 | 15 | 15 | ea | PLATE,LV LOCK PLATE (R),MCSG,L=350,W44050003,VIET NAM
MD | 5841 | Parts |  | PLATE | A73600147 | 58418200007 | PLATE,PT LOCK PLATE (R),MCSG,L=420,W44050001,VIETNAM | ea | M10 | 28 | 28 | ea | PLATE,PT LOCK PLATE (R),MCSG,L=420,W44050001,VIET NAM
MD | 5841 | Parts |  | PLATE | A73600148 | 58418200006 | PLATE,CB LOCK PLATE (R),MCSG,L=900,W44298470B REV1,VIETNAM | ea | M10 | 11 | 11 | ea | PLATE,CB LOCK PLATE (R),MCSG,L=900,W44298470B REV1,VIET NAM
MD | 5841 | Parts |  | PLATE | A73600153 | 58418200022 | PLATE,CB LOCK PLATE (R),MCSG,L=1080,W44292226,VIETNAM | ea | M10 | 2 | 2 | ea | PLATE,CB LOCK PLATE (R),MCSG,L=1080,W44292226,VIET NAM
RMU | 5841 | Parts |  | PLATE | A73600175 | 5842VR62237 | PLATE,PLATE ASSY,FRONT COVER, CB,GRMU C(WITH LV BOX), 58423564012A,SEOJIN/VIETNAM | ea | M10 | 10 | 10 | ea | PLATE ASS'Y,FRONT COVER,CB,GRMU C (WITH LV BOX), 58423564012A SEOJIN/VIETNAM
RMU | 5841 | Parts |  | PLATE | A73600178 | 5842VR62238 | PLATE,PLATE ASSY,COVER WELD F,GRMU LFLL, 58423568269A,VIET NAM | ea | M10 | 5 | 5 | ea | PLATE ASS'Y,COVER WELD F,GRMU LFLL, 58423568269A VIETNAM
RMU | 5841 | Parts |  | PLATE | A73600179 | 5842VR62239 | PLATE,PLATE ASSY,COVER WELD L2,GRMU LFLL, 58423568271A,VIET NAM | ea | M10 | 5 | 5 | ea | PLATE ASS'Y,COVER WELD L2,GRMU LFLL, 58423568271A VIETNAM
RMU | 5841 | Parts |  | PLATE | A73600191 | 5842VR62266 | PLATE,PLATE ASSY,FRONT TOP COVER WELD LV ,GRMU F(WITH LV BOX), 58423563012B,SEOJIN/VIETNAM | ea | M10 | 14 | 14 | ea | PLATE ASS'Y,FRONT TOP COVER WELD LV,GRMU F(WITH LV BOX),58423563012B SEOJIN/VIETNAM
RMU | 5841 | Parts |  | PLATE | A73600196 | 5842VR62240 | PLATE,PLATE ASSY, FRONT COVER, CB, GRMU RC, 58423569112A,VIET NAM | ea | M10 | 2 | 2 | ea | PLATE ASS'Y,FRONT COVER,CB,GRMU RC, 58423569112A VIETNAM
RMU | 5841 | Parts |  | PLATE | A73600197 | 5842VR62241 | PLATE,PLATE ASSY, COVER WELD DOWN, GRMU RC, 58423569117A,VIET NAM | ea | M10 | 1 | 1 | ea | PLATE ASS'Y,COVER WELD DOWN,GRMU RC, 58423569117A VIETNAM
RMU | 5841 | Parts |  | PLATE | A73600200 | 5842VR62242 | PLATE,PLATE ASSY,FRONT COVER SUB,UL,LBS,GRMU LCCL, DRAWING 58423569026A,VIET NAM | ea | M10 | 8 | 8 | ea | PLATE ASS'Y,FRONT COVER SUB,UL LBS,GRMU LCCL, 58423569026A VIETNAM
RMU | 5841 | Parts |  | PLATE | A73600201 | 5842VR62243 | PLATE,PLATE ASSY,FRONT COVER,CB,GRMU LCCL, DRAWING 58423569030A,VIET NAM | ea | M10 | 4 | 4 | ea | PLATE ASS'Y,FRONT COVER,CB,GRMU LCCL, 58423569030A VIETNAM
RMU | 5841 | Parts |  | PLATE | A73600202 | 5842VR62244 | PLATE,PLATE ASSY,FRONT COVER SUB,UR,LBS,GRMU LCCL, DRAWING 58423569029A,VIET NAM | ea | M10 | 7 | 7 | ea | PLATE ASS'Y,FRONT COVER SUB,UR LBS,GRMU LCCL,58423569029A VIETNAM
RMU | 5841 | Parts |  | PLATE | A73600204 | 5842VR62245 | PLATE,PLATE ASSY,FRONT COVER SUB,DS,GRMU LCCL, DRAWING 58423569027A,VIET NAM | ea | M10 | 2 | 2 | ea | PLATE ASS'Y,FRONT COVER SUB,DS,GRMU LCCL,58423569027A VIETNAM
RMU | 5841 | Parts |  | PLATE | A73600205 | 5842VR62246 | PLATE,PLATE ASSY, FRONT COVER,BR,LBS,GRMU LCCL, DRAWING 58423569054A,VIET NAM | ea | M10 | 2 | 2 | ea | PLATE ASS'Y,FRONT COVER,BR LBS,GRMU LCCL,58423569054A VIETNAM
RMU | 5841 | Parts |  | PLATE | A73600206 | 5842VR62247 | PLATE,PLATE ASSY,FRONT COVER,UL,RE,GRMU LCL, 58423569229A,VIET NAM | ea | M10 | 9 | 9 | ea | PLATE ASS'Y,FRONT COVER,UL RE,GRMU LCL, 58423569229A VIETNAM
RMU | 5841 | Parts |  | PLATE | A73600209 | 5842VR62248 | PLATE,PLATE ASSY,FRONT COVER,DL,RE,GRMU LCL, 58423569227A,VIET NAM | ea | M10 | 5 | 5 | ea | PLATE ASS'Y,FRONT COVER,DL RE,GRMU LCL, 58423569227A VIETNAM
RMU | 5841 | Parts |  | PLATE | A73600213 | 5842VR62249 | PLATE,PLATE ASSY, FRONT COVER, BL2, LBS,GRMU LLCL,58423569058A,VIET NAM | ea | M10 | 3 | 3 | ea | PLATE ASS'Y,FRONT COVER,BL2 LBS,GRMU LLCL,58423569058A VIETNAM
RMU | 5841 | Parts |  | PLATE | A73600214 | 5842VR62250 | PLATE,PLATE ASSY, FRONT COVER, UL2, LBS, GRMU LLCL,58423569056A,VIET NAM | ea | M10 | 3 | 3 | ea | PLATE ASS'Y,FRONT COVER,UL2 LBS,GRMU LLCL,58423569056A VIETNAM
RMU | 5841 | Parts |  | PLATE | A73600215 | 5842VR62251 | PLATE,PLATE ASSY,COVER WELD UP RISER,GRMU L, 58423562030A,SEOJIN/VIETNAM | ea | M10 | 7 | 7 | ea | PLATE ASS'Y,COVER WELD UP RISER,GRMU L,58423562030A SEOJIN/VIETNAM
RMU | 5841 | Parts |  | PLATE | A73600216 | 5842VR62252 | PLATE,PLATE ASSY, FRONT COVER SUB,BR,LBS,GRMU LCxp, DRAWING 58423569458A,VIET NAM | ea | M10 | 4 | 4 | ea | PLATE ASS'Y,FRONT COVER SUB,BR LBS,GRMU LCxp,58423569458A VIETNAM
RMU | 5841 | Parts |  | PLATE | A73600217 | 5842VR62253 | PLATE,PLATE ASSY,FRONT COVER,CB,GRMU LCxp, DRAWING 58423569457A,VIET NAM | ea | M10 | 4 | 4 | ea | PLATE ASS'Y,FRONT COVER,CB,GRMU LCxp,58423569457A VIETNAM
RMU | 5841 | Parts |  | PLATE | A73600218 | 5842VR62254 | PLATE,PLATE ASSY,FRONT COVER SUB,DS,GRMU LCxp, DRAWING 58423569461A,VIET NAM | ea | M10 | 4 | 4 | ea | PLATE ASS'Y,FRONT COVER SUB,DS,GRMU LCxp,58423569461A VIETNAM
RMU | 5841 | Parts |  | PLATE | A73600226 | 5842VR62255 | PLATE,PLATE ASSY,FRONT COVER SUB,BR,EXT,GRMU LLCLpp, DRAWING 58423569316A,VIET NAM | ea | M10 | 5 | 5 | ea | PLATE ASS'Y,FRONT COVER SUB,BR EXT,GRMU LLCLpp,58423569316A VIETNAM
RMU | 5841 | Parts |  | PLATE | A73600227 | 5842VR62263 | PLATE,PLATE ASSY,FRONT COVER SUB,UL2,EXT,GRMU LCCLpp, DRAWING 58423569197A,VIET NAM | ea | M10 | 5 | 5 | ea | PLATE ASS'Y,FRONT COVER SUB,UL2 EXT,GRMU LCCLpp,58423569197A VIETNAM
RMU | 5841 | Parts |  | PLATE | A73600231 | 5842VR62264 | PLATE,PLATE ASSY,FRONT COVER SUB,UR,EXT,GRMU LCCLpp,DRAWING 58423569202A,VIET NAM | ea | M10 | 5 | 5 | ea | PLATE ASS'Y,FRONT COVER SUB,UR EXT,GRMU LCCLpp,58423569202A VIETNAM
MD | 5841 | Parts |  | PLATE | A73600236 | 58418200023 | PLATE,CB LOCK PLATE (R),MCSG,L=690,S44039682D,VIET NAM | ea | M10 | 12 | 12 | ea | PLATE,CB LOCK PLATE (R),MCSG,L=690,S44039682D_,VIET NAM
RMU | 5841 | Parts |  | PLATE | A73600250 | 5842VR62256 | PLATE,PLATE ASSY,FRONT COVER, CB 01,GRMU C, 58423564034A,VIET NAM | ea | M10 | 1 | 1 | ea | PLATE ASS'Y,FRONT COVER 01,CB,GRMU C, 58423564034A VIETNAM
MD | 5841 | Parts |  | PLATE | A73600252 | 58418200024 | PLATE,CB LOCK PLATE (R),MCSG,L=785,W44050002A,VIET NAM | ea | M10 | 1 | 1 | ea | PLATE,CB LOCK PLATE (R),MCSG,L=785,W44050002A_,VIET NAM
RMU | 5841 | Parts |  | PLATE | A73600269 | 5842VR62267 | PLATE,PLATE ASSY_FRONT COVER SR_LLFLxp_VN_RMU, DRAWING 5842VN00015,VIET NAM | ea | M10 | 1 | 1 | ea | PLATE ASS'Y,FRONT COVER SR,GRMU LLFLxp,5842VN00015 VIET NAM
MD | 5841 | Parts |  | PLATE | A73600277 | 58418200025 | PLATE,CB LOCK PLATE (R),MCSG,L=1080,S44051690A,VIET NAM | ea | M10 | 2 | 2 | ea | PLATE,CB LOCK PLATE (R),MCSG,L=1080,S44051690A_,VIET NAM
RMU | 5841 | Parts |  | PLATE | A73600289 | 5842VR62257 | PLATE,PLATE ASSY,COVER WELD L,GRMU LLL, 5842VN10049,VIET NAM | ea | M10 | 4 | 4 | ea | PLATE ASS'Y,COVER WELD L,GRMU LLL, 5842VN10049 VIETNAM
RMU | 5841 | Parts |  | PLATE | A73600290 | 5842VR62258 | PLATE,PLATE ASSY,COVER WELD M,GRMU LFL, 5842VN10051,VIET NAM | ea | M10 | 6 | 6 | ea | PLATE ASS'Y,COVER WELD M,GRMU LFL, 5842VN10051 VIETNAM
RMU | 5841 | Parts |  | PLATE | A73600291 | 5842VR62259 | PLATE,PLATE ASSY,COVER WELD R,GRMU LFL, 5842VN10053,VIET NAM | ea | M10 | 3 | 3 | ea | PLATE ASS'Y,COVER WELD R,GRMU LFL, 5842VN10053 VIETNAM
RMU | 5841 | Parts |  | PLATE | A73600292 | 5842VR62260 | PLATE,PLATE ASSY, FRONT COVER SR, GRMU LLL, 5842VN10054,VIET NAM | ea | M10 | 4 | 4 | ea | PLATE ASS'Y,FRONT COVER SR,GRMU LLL, 5842VN10054 VIETNAM
RMU | 5841 | Parts |  | PLATE | A73600293 | 5842VR62261 | PLATE,PLATE ASSY,COVER WELD L,GRMU LFL, 5842VN10056,VIET NAM | ea | M10 | 3 | 3 | ea | PLATE ASS'Y,COVER WELD L,GRMU LFL, 5842VN10056 VIETNAM
RMU | 5841 | Parts |  | PLATE | A73600294 | 5842VR62262 | PLATE,PLATE ASSY,FRONT COVER M,GRMU LLL, 5842VN10057,VIET NAM | ea | M10 | 4 | 4 | ea | PLATE ASS'Y,FRONT COVER M,GRMU LLL, 5842VN10057 VIETNAM
MD | 5841 | Parts |  | PLATE | A73600295 | 58418200026 | PLATE,LINER,LINER042-02,P1 (T1.2x50x110mm),STS304,VIET NAM | set | M10 | 100 | 100 | set | PLATE,LINER,LINER042-02,P1 (T1.2x50x110mm),STS304,VIET NAM
MD | 5841 | Parts |  | PLATE | A73600296 | 58418200027 | PLATE,LINER,LINER042-02,P2 (T2.0x50x110mm),STS304,VIET NAM | set | M10 | 100 | 100 | set | PLATE,LINER,LINER042-02,P2 (T2.0x50x110mm),STS304,VIET NAM
MD | 5841 | Parts |  | PLATE | A73600347 | 58418200034 | PLATE,Hermaphroditic CU&Al,T2x35x35,Ã˜10,DB44064029,VIET NAM | ea | M10 | 200 | 200 | ea | PLATE,Hermaphroditic CU&Al,Ø10,T2x35x35,DB44064029_,VIET NAM
MD | 5841 | Parts |  | PLATE | A73600351 | 58418200028 | PLATE,CB LOCK PLATE (R),MCSG,VH-06H40D40, 2 TIE NO ARC DUCT, REAR UP,SC015006,VIET NAM | ea | M10 | 4 | 4 | ea | PLATE,CB LOCK PLATE (R),MCSG,2 TIE NO ARC DUCT,VH-06H40D40,REAR UP,SC015006,VIET NAM
MD | 5841 | Parts |  | PLATE | A73600352 | 58418200029 | PLATE,CB LOCK PLATE (R),MCSG,VH-06H40D40, 2 TIE NO ARC DUCT, REAR DOWN,SC015012,VIET NAM | ea | M10 | 4 | 4 | ea | PLATE,CB LOCK PLATE (R),MCSG,2 TIE NO ARC DUCT,VH-06H40D40,REAR DOWN,SC015012,VIET NAM
MD | 5841 | Parts |  | PLATE | A73600353 | 58418200030 | PLATE,CB LOCK PLATE (L),MCSG,VL-06H32A13, 2 TIE,SIDE ARC DUCT, VCB UP,W44331659,VIET NAM | ea | M10 | 2 | 2 | ea | PLATE,CB LOCK PLATE (L),MCSG,2 TIE,VCB UP,VL-06H32A13,SIDE ARC DUCT,W44331659,VIET NAM
MD | 5841 | Parts |  | PLATE | A73600354 | 58418200031 | PLATE,CB LOCK PLATE (L),MCSG,VL-06H32A13, 2 TIE,SIDE ARC DUCT, VCB DOWN,S44080574,VIET NAM | ea | M10 | 1 | 1 | ea | PLATE,CB LOCK PLATE (L),MCSG,2 TIE,VCB DOWN,VL-06H32A13,SIDE ARC DUCT,S44080574,VIET NAM
MD | 5901 | Parts |  | RAIL | A74000101 |  | RAIL,SS41P,VCB RAIL L ASSY(24KV VL-H TYPE),4T,L785,W44294900_Rev2,VIETNAM | set | M10 | 13 | 13 | #N/A | #N/A
MD | 5901 | Parts |  | RAIL | A74000102 |  | RAIL,SS41P,VCB RAIL R ASSY(24KV VL-H TYPE),4T,L785,W44294898A_Rev2,VIETNAM | set | M10 | 13 | 13 | #N/A | #N/A
MD | 5901 | Parts |  | RAIL | A74000105 |  | RAIL,SS400,VCB GUIDE RAIL-R,VL-7.2/12H25KA,L=645.7,4T,S44039709A,VIETNAM | ea | M10 | 3 | 3 | #N/A | #N/A
MD | 5901 | Parts |  | RAIL | A74000106 |  | RAIL,SS400,VCB GUIDE RAIL-L,VL-7.2/12H25KA,L=645.7,4T,W44270632A,VIETNAM | ea | M10 | 3 | 3 | #N/A | #N/A
MD | 5901 | Parts |  | RAIL | A74000115 |  | RAIL,SS400,VCB GUIDE RAIL-R,VH-12H40KA,L=718.7,4T,W44312268,VIETNAM | set | M10 | 1 | 1 | #N/A | #N/A
MD | 5901 | Parts |  | RAIL | A74000116 |  | RAIL,SS400,VCB GUIDE RAIL-L,VH-12H40KA,L=718.7,4T,W44304667,VIETNAM | set | M10 | 1 | 1 | #N/A | #N/A
MD | 5901 | Parts |  | RAIL | A74000119 |  | RAIL,SS41P,VCB RAIL R 4000A ASSY,L=1019.5,4T,W44290649,VIETNAM | set | M10 | 1 | 1 | #N/A | #N/A
MD | 5901 | Parts |  | RAIL | A74000120 |  | RAIL,SS41P,VCB RAIL L 4000A ASSY,L=1019.5,4T,W44292201,VIETNAM | set | M10 | 1 | 1 | #N/A | #N/A
MD | 5901 | Parts |  | RAIL | A74000142 |  | RAIL,SS400,VCB GUIDE RAIL-L,VH-06H40B32,L=937,4T,W44315002,VIETNAM | set | M10 | 1 | 1 | #N/A | #N/A
MD | 5901 | Parts |  | RAIL | A74000143 |  | RAIL,SS400,VCB GUIDE RAIL-R,VH-06H40B32,L=937,4T,W44314150,VIETNAM | set | M10 | 1 | 1 | #N/A | #N/A
MD | 5951 | Parts |  | ROD BAR | A74200024 |  | ROD BAR,SS41P,10PI,L=971,Ep-Fe/Zn 3/CM2,DB44041356-P1 | ea | M10 | 6 | 6 | #N/A | #N/A
MD | 5951 | Parts |  | ROD BAR | A74200032 |  | ROD BAR,SS41B,10PI,L=1100,Ep-Fe/Zn 8/CM2,DB44035466 | ea | M10 | 7 | 7 | #N/A | #N/A
MD | 5951 | Parts |  | ROD BAR | A74200036 |  | ROD BAR,SS41B,10PI,L=760,Ep-Fe/Zn 8/CM2,DB44035466 | ea | M10 | 3 | 3 | #N/A | #N/A
MD | 5951 | Parts |  | ROD BAR | A74200039 |  | ROD BAR,ROD,333542,FLAT ROD 1_11,SUSOL MCC, K CODE 59514112005, MESAN(DOA TEC), KOREA | ea | E31 | 2 | 2 | #N/A | #N/A
MD | 5951 | Parts |  | ROD BAR | A74200039 |  | ROD BAR,ROD,333542,FLAT ROD 1_11,SUSOL MCC, K CODE 59514112005, MESAN(DOA TEC), KOREA | ea | M10 | 4 | 4 | #N/A | #N/A
MD | 5951 | Parts |  | ROD BAR | A74200040 |  | ROD BAR,ROD,9783,FLAT GUIDE LY,ROD BAR BUIDE ASSY,SUSOL MCC, K CODE 59514112006, MESAN(DOA TEC), KOREA | ea | E31 | 260 | 260 | #N/A | #N/A
MD | 5951 | Parts |  | ROD BAR | A74200040 |  | ROD BAR,ROD,9783,FLAT GUIDE LY,ROD BAR BUIDE ASSY,SUSOL MCC, K CODE 59514112006, MESAN(DOA TEC), KOREA | ea | M10 | 91 | 91 | #N/A | #N/A
MD | 5951 | Parts |  | ROD BAR | A74200041 |  | ROD BAR,SS41B,10PI,L=970,Ep-Fe/Zn 8/CM2,DB44035466 | ea | M10 | 22 | 22 | #N/A | #N/A
MD | 5951 | Parts |  | ROD BAR | A74200042 |  | ROD BAR,SS41B,10PI,L=1070,Ep-Fe/Zn 8/CM2,DB44035466 | ea | M10 | 28 | 28 | #N/A | #N/A
MD | 5951 | Parts |  | ROD BAR | A74200046 |  | ROD BAR,SS41B,10PI,L=1170,Ep-Fe/Zn 8/CM2,DB44035466 | ea | M10 | 11 | 11 | #N/A | #N/A
MD | 5951 | Parts |  | ROD BAR | A74200048 |  | ROD BAR,SS41B,10PI,L=1107,Ep-Fe/Zn 8/CM2,DB44035466 | ea | M10 | 4 | 4 | #N/A | #N/A
MD | 5951 | Parts |  | ROD BAR | A74200050 |  | ROD BAR,SS41B,10PI,L=1015,Ep-Fe/Zn 8/CM2,DB44035466 | ea | M10 | 2 | 2 | #N/A | #N/A
MD | 5951 | Parts |  | ROD BAR | A74200051 |  | ROD BAR,SS41B,10PI,L=1124,Ep-Fe/Zn 8/CM2,DB44035466 | ea | M10 | 9 | 9 | #N/A | #N/A
MD | 5951 | Parts |  | ROD BAR | A74200060 |  | ROD BAR,SS41B,10PI,L=930,Ep-Fe/Zn 8/CM2,DB44035466 | ea | M10 | 9 | 9 | #N/A | #N/A
MD | 5951 | Parts |  | ROD BAR | A74200061 |  | ROD BAR,SS41B,10PI,L=1080,Ep-Fe/Zn 8/CM2,DB44035466 | ea | M10 | 6 | 6 | #N/A | #N/A
MD | 5951 | Parts |  | ROD BAR | A74200064 |  | ROD BAR,SS41P,10PI,L=996,Ep-Fe/Zn 3/CM2,DB44047816-P2, LOCAL, VIET NAM | ea | M10 | 7 | 7 | #N/A | #N/A
MD | 5951 | Parts |  | ROD BAR | A74200073 |  | ROD BAR,SS41B,10PI,L=838,Ep-Fe/Zn 8/CM2,DB44035466 | ea | M10 | 1 | 1 | #N/A | #N/A
MD | 5951 | Parts |  | ROD BAR | A74200075 |  | ROD BAR,SS41B,10PI,L=1030,Ep-Fe/Zn 8/CM2,DB44035466,VIETNAM | ea | M10 | 5 | 5 | #N/A | #N/A
MD | 5951 | Parts |  | ROD BAR | A74200083 |  | ROD BAR,SS41B,10PI,L=590,Ep-Fe/Zn 8/CM2,DB44035466,VIETNAM | ea | M10 | 2 | 2 | #N/A | #N/A
MD | 0381 | Parts |  | SHAFT | A74800012 |  | SHAFT,SHAFT,PLATE,PANEL,SJ100012-C2,TAESAN HITEC/KOREA | ea | M10 | 454 | 454 | #N/A | #N/A
MD | 0381 | Parts |  | SHAFT | A74800013 |  | SHAFT,SHAFT,PLATE,PANEL,SJ100012-C1,TAESAN HITEC/KOREA | ea | M10 | 494 | 494 | #N/A | #N/A
MD | 0381 | Parts |  | SHAFT | A74800016 |  | SHAFT,SHAFT,PLATE,PANEL,SJ100010,TAESAN HITEC/KOREA | ea | M10 | 1598 | 1598 | #N/A | #N/A
MD | 0381 | Parts |  | SHAFT | A74800017 |  | SHAFT,SHAFT,PLATE,PANEL,SJ100013,TAESAN HITEC/KOREA | ea | M10 | 5547 | 5547 | #N/A | #N/A
MD | 0381 | Parts |  | SHAFT | A74800018 |  | SHAFT,SHAFT,PLATE,PANEL,SJ100006,TAESAN HITEC/KOREA | ea | M10 | 1810 | 1810 | #N/A | #N/A
MD | 0381 | Parts |  | SHAFT | A74800019 |  | SHAFT,SHAFT,PLATE,PANEL,SJ100009,TAESAN HITEC/KOREA | ea | M10 | 5350 | 5350 | #N/A | #N/A
MD | 0381 | Parts |  | SHAFT | A74800020 |  | SHAFT,SHAFT,CORNER PLATE,PANEL,SJ100011,ZHUANGSHI | ea | M10 | 1407 | 1407 | #N/A | #N/A
MD | 0381 | Parts |  | SHAFT | A74800022 |  | SHAFT,SHAFT,CORNER PLATE,PANEL,SJ100016,TAESAN HITEC/KOREA | ea | M10 | 48 | 48 | #N/A | #N/A
MD | 0381 | Parts |  | SHAFT | A74800032 |  | SHAFT,SHAFT,PLATE,PANEL,SJ100019,TAESAN HITEC/KOREA | ea | M10 | 62 | 62 | #N/A | #N/A
MD | 0381 | Parts |  | SHAFT | A74800035 |  | SHAFT,SHAFT,CORNER PLATE,PANEL,WJ100002-C1 ASSY,TAESAN HITEC/KOREA,K CODE NUMBER:5052-4111-001 | set | M10 | 53 | 53 | #N/A | #N/A
MD | 0381 | Parts |  | SHAFT | A74800036 |  | SHAFT,SHAFT,CORNER PLATE,PANEL,WJ100002-C2 ASSY,TAESAN HITEC/KOREA,K CODE NUMBER:5052-4111-002 | set | M10 | 72 | 72 | #N/A | #N/A
MD | 0381 | Parts |  | SHAFT | A74800037 |  | SHAFT,CORNER PLATE WELD,SW44314561,TAESAN HITEC/KOREA,K CODE NUMBER:5841-4111-829 | set | M10 | 38 | 38 | #N/A | #N/A
MD | 0381 | Parts |  | SHAFT | A74800041 |  | SHAFT,SHAFT,CORNER PLATE,PANEL,SJ100034,TAESAN HITEC/KOREA | ea | M10 | 22 | 22 | #N/A | #N/A
MD | 0381 | Parts |  | SHAFT | A74800046 |  | SHAFT,SHAFT,PLATE,PANEL,SJ100006,DAI DUONG/VIETNAM | ea | M10 | 640 | 640 | #N/A | #N/A
MD | 0381 | Parts |  | SHAFT | A74800047 |  | SHAFT,SHAFT,PLATE,PANEL,SJ100009,DAI DUONG/VIETNAM | ea | M10 | 615 | 615 | #N/A | #N/A
MD | 0381 | Parts |  | SHAFT | A74800048 |  | SHAFT,SHAFT,PLATE,PANEL,SJ100010,DAI DUONG/VIETNAM | ea | M10 | 768 | 768 | #N/A | #N/A
MD | 0381 | Parts |  | SHAFT | A74800050 |  | SHAFT,SHAFT,PLATE,PANEL,SJ100012-C1,DAI DUONG/VIETNAM | ea | M10 | 64 | 64 | #N/A | #N/A
MD | 0381 | Parts |  | SHAFT | A74800051 |  | SHAFT,SHAFT,PLATE,PANEL,SJ100012-C2,DAI DUONG/VIETNAM | ea | M10 | 64 | 64 | #N/A | #N/A
MD | 0381 | Parts |  | SHAFT | A74800052 |  | SHAFT,SHAFT,PLATE,PANEL,SJ100013,DAI DUONG/VIETNAM | ea | M10 | 640 | 640 | #N/A | #N/A
MD | 0381 | Parts |  | SHAFT | A74800059 |  | SHAFT,CORNER B/K WELD,SL1202C,VIETNAM | set | M10 | 203 | 203 | #N/A | #N/A
MD | 6047 | Parts |  | SHAFT ASS'Y | A74900011 | 03810000001 | SHAFT ASS'Y,Shaft assy draw in/out interlock 17.5kv4000a,ES,VH-12H50D40,K DWG NUMBER:W44292104 | set | M10 | 20 | 20 | #N/A | #N/A
MD | 6106 | Parts |  | SHUTTER | A75200042 | 61068200005 | SHUTTER,SHUTTER ASSY,12/17.5KV-2500A/P210-31.5KA,DWG NUMBER: W44293548 | set | M10 | 3 | 3 | set | SHUTTER,SHUTTER ASSY,12/17.5KV-2500A/P210-31.5KA,DWG NUMBER: W44293548
MD | 6106 | Parts |  | SHUTTER | A75200043 | 61068200006 | SHUTTER,SHUTTER ASSY,7.2/12KV-630/1250A/P150-31.5KA,DWG NUMBER: W44291408A | set | M10 | 9 | 9 | set | SHUTTER,SHUTTER ASSY,7.2/12KV-630/1250A/P150-31.5KA,DWG NUMBER: W44291408A
MD | 6106 | Parts |  | SHUTTER | A75200046 | 61068200007 | SHUTTER,SHUTTER ASSY,12/17.5KV-1250/2000A/P210-25/31.5KA,DWG NUMBER:W44270651A | set | M10 | 1 | 1 | set | SHUTTER,SHUTTER ASSY,12/17.5KV-1250/2000A/P210-25/31.5KA,DWG NUMBER: W44270651A
MD | 6107 | Parts |  | SHUTTER ASS'Y | A75300013 |  | SHUTTER ASS'Y,SHUTTER ASSY,PRO MEC VCB-630/1250A,K-DWG NUMBER: VD702002(3) | set | M10 | 6 | 6 | #N/A | #N/A
MD | 6107 | Parts |  | SHUTTER ASS'Y | A75300017 |  | SHUTTER ASS'Y,SHUTTER ASSY,VL-20H25B06,K-DWG NUMBER: W44295575A | set | M10 | 12 | 12 | #N/A | #N/A
MD | 6107 | Parts |  | SHUTTER ASS'Y | A75300026 |  | SHUTTER ASS'Y,SHUTTER ASSY,MVL-06H25A13,DWG NUMBER: W44323176 | set | V10 | 1 | 1 | #N/A | #N/A
MD | 6107 | Parts |  | SHUTTER ASS'Y | A75300032 |  | SHUTTER ASS'Y,SHUTTER ASSY,VH-12H40A12,DWG NUMBER: W44337252 | set | M10 | 1 | 1 | #N/A | #N/A
MD | 6107 | Parts |  | SHUTTER ASS'Y | A75300048 |  | SHUTTER ASS'Y,SHUTTER ASSY,VL-06H32A13,DWG NUMBER: W44306828A,SIDE ARC DUCT,VIETNAM | set | M10 | 42 | 42 | #N/A | #N/A
MD | 6196 | Parts |  | STOPPER | A75700009 |  | STOPPER,HINGE,CHECK ARM FOR DOOR LEFT,PANEL,SJ060001-C1,LIUCHUAN | ea | M10 | 45 | 45 | #N/A | #N/A
MD | 6196 | Parts |  | STOPPER | A75700010 |  | STOPPER,HINGE,CHECK ARM FOR DOOR RIGHT,PANEL,SJ060001-C2,LIUCHUAN | ea | M10 | 112 | 112 | #N/A | #N/A
MD | 6196 | Parts |  | STOPPER | A75700013 |  | STOPPER,STOPPER FOR RIGHT DOOR,SJ060001-C2,VIET NAM | ea | M10 | 54 | 54 | #N/A | #N/A
MD | 6236 | Parts |  | SUB ASS'Y | A76200039 |  | SUB ASS'Y,Document box for Electric panel,WJ-2, 263x233.5mm,Gray color,China | ea | M10 | 19 | 19 | #N/A | #N/A
MD | 6241 | Parts |  | SUPPORTER(MECH) | A76300014 | 6241VR31219 | SUPPORTER(MECH),CABLE SUPPORTER,HMCC,JSC01A102-1(SS41M) | ea | M10 | 310 | 310 | ea | SUPPORTER(MECH),CABLE SUPPORTER,HMCC,JSC01A102-1 (SS41M)
MD | 6241 | Parts |  | SUPPORTER(MECH) | A76300073 | 62418200001 | SUPPORTER(MECH),ES OPEN PLT ASSY,AIS COMPAC,S44300729 | set | M10 | 1 | 1 | set | SUPPORTER(MECH),ES OPEN PLT ASSY,AIS COMPAC,S44300729_
MD | 6241 | Parts |  | SUPPORTER(MECH) | A76300076 | 62418200002 | SUPPORTER(MECH),CABLE SUPPORT,LBS PANEL(L=894) BAKELITE,S44039326-#2,VN | ea | M10 | 2 | 2 | ea | SUPPORTER(MECH),CABLE SUPPORT,LBS PANEL(L=894) BAKELITE,S44039326- #2,VIET NAM
MD | 6241 | Parts |  | SUPPORTER(MECH) | A76300078 | 62418200003 | SUPPORTER(MECH),SUPPORT HANGER,DB44041346 | ea | M10 | 4 | 4 | ea | SUPPORTER(MECH),SUPPORT HANGER,DB44041346_
MD | 6241 | Parts |  | SUPPORTER(MECH) | A76300125 | 62418200004 | SUPPORTER(MECH),ES COVER CU-AP,S44308179 | ea | M10 | 3 | 3 | #N/A | #N/A
MD | 6241 | Parts |  | SUPPORTER(MECH) | A76300141 | 62418200005 | SUPPORTER(MECH),POST SUPPORT COVER,TS307-60 (H60) | ea | M10 | 392 | 392 | ea | SUPPORTER(MECH),POST SUPPORT COVER,TS307-60 (H60)
MD | 6241 | Parts |  | SUPPORTER(MECH) | A76300142 | 62418200006 | SUPPORTER(MECH),POST SUPPORT COVER,TS310-95 (H95) | ea | M10 | 21 | 21 | ea | SUPPORTER(MECH),POST SUPPORT COVER,TS310-95 (H95)
MD | 6241 | Parts |  | SUPPORTER(MECH) | A76300143 | 62418200007 | SUPPORTER(MECH),POST SUPPORT COVER,TS311-103 (H103) | ea | M10 | 43 | 43 | ea | SUPPORTER(MECH),POST SUPPORT COVER,TS311-103 (H103)
MD | 6241 | Parts |  | SUPPORTER(MECH) | A76300174 | 62418200008 | SUPPORTER(MECH),CABLE SUPPORT,LBS PANEL(L=994) BAKELITE,S44039326A-#1,VIETNAM | ea | M10 | 4 | 4 | ea | SUPPORTER(MECH),CABLE SUPPORT,LBS PANEL(L=994) BAKELITE,S44039326A- #1,VIET NAM
RMU | 6241 | Parts |  | SUPPORTER(MECH) | A76300179 | 6241VR85407 | SUPPORTER(MECH),ANGLE SUPPORT,LIFT JIG,RMU,(W=530 D=2805 H=200),S44075183 (97KG),VIETNAM | ea | M10 | 1 | 1 | ea | SUPPORTER(MECH),ANGLE SUPPORT,LIFT JIG RMU,(W=530 D=2805 H=200) S44075183 (97KG),VIETNAM
MD | 6241 | Parts |  | SUPPORTER(MECH) | A76300186 | 62418200009 | SUPPORTER(MECH),POST SUPPORT COVER,TVS-10 (H230),HIVERO | ea | M10 | 6 | 6 | ea | SUPPORTER(MECH),POST SUPPORT COVER,TVS-10 (H230),HIVERO
MD | 0996 | Parts |  | TERMINAL | A76700008 | 09960000831 | TERMINAL,CONNECTOR,JOBP 06H FOR WIRE 4.0 ~ 6.0mm2 | ea | M20 | 4000 | 4000 | #N/A | #N/A
MD | 6267 | Parts |  | TERMINAL ASS'Y | A76800005 | 62673100002 | TERMINAL ASS'Y,TERMINAL ASSY D29 P150,7.2kV 25kA 630/1250A,K-DWG NUMBER:62673172706/KOREA | ea | E31 | 204 | 204 | #N/A | #N/A
MD | 6267 | Parts |  | TERMINAL ASS'Y | A76800006 | 62673100001 | TERMINAL ASS'Y,TERMINAL ASSY,BUSHING,24KV 25KA 630/1250A D35(VL-H TYPE),K-DWG NUMBER:62673172712/KOREA | ea | M10 | 17 | 17 | ea | TERMINAL ASS'Y,BUSHING,24KV 25KA 630/1250A D35(VL-H TYPE),K-DWG NUMBER: 62673172712/KOREA
MD | 6267 | Parts |  | TERMINAL ASS'Y | A76800011 | 62673100003 | TERMINAL ASS'Y,TERMINAL ASSY D35 P150,7.2kV 31.5kA 630/1250A,K-DWG NUMBER:62673172701/KOREA | ea | E31 | 216 | 216 | ea | TERMINAL ASS'Y,TERMINAL ASSY D35 P150,7.2kV 31.5kA 630/1250A,K-DWG NUMBER: 62673172701/KOREA
MD | 6267 | Parts |  | TERMINAL ASS'Y | A76800011 | 62673100003 | TERMINAL ASS'Y,TERMINAL ASSY D35 P150,7.2kV 31.5kA 630/1250A,K-DWG NUMBER:62673172701/KOREA | ea | M10 | 48 | 48 | ea | TERMINAL ASS'Y,TERMINAL ASSY D35 P150,7.2kV 31.5kA 630/1250A,K-DWG NUMBER: 62673172701/KOREA
MD | 6267 | Parts |  | TERMINAL ASS'Y | A76800014 | 62673100004 | TERMINAL ASS'Y,TERMINAL ASSY,BUSHING,17.5kV 31.5kA 2500A D79(VL-H TYPE),K-DWG NUMBER:62673172715/KOREA | ea | M10 | 18 | 18 | ea | TERMINAL ASS'Y,BUSHING,17.5kV 31.5kA 2500A D79(VL-H TYPE),K-DWG NUMBER: 62673172715/KOREA
MD | 6267 | Parts |  | TERMINAL ASS'Y | A76800016 | 62678200003 | TERMINAL ASS'Y,TERMINAL ASSY,BUSHING,7.2/12/17.5Kv40kA1250/2000A,K-DWG NUMBER:62673173700/KOREA | set | E31 | 120 | 120 | set | TERMINAL ASS'Y,BUSHING,7.2/12/17.5Kv40kA1250/2000A,K-DWG NUMBER: 62673173700/KOREA
MD | 6267 | Parts |  | TERMINAL ASS'Y | A76800017 | 62678200004 | TERMINAL ASS'Y,TERMINAL ASSY,Terminal Weld 630A,PSMS20305VN,(1 set = 4 ea) | set | M10 | 1 | 1 | set | TERMINAL ASS'Y,Terminal Weld 630A,(1 set = 4 ea),PSMS20305VN
MD | 0261 | Parts |  | LOGO PANEL | A77100008 | 2610000004 | LOGO PANEL,THICKNER,LS LOGO,4.2T X 81.9(W) X 37.7(H),LSIS/KOREA | ea | M10 | 227 | 227 | ea | LG LOGO,THICKNER,LS LOGO (4.2T X 81.9(W) X 37.7(H)),LSIS/KOREA
MD | 0261 | Parts |  | LOGO PANEL | A77100025 | 2610000005 | LOGO PANEL,LOGO PANEL,EMBLEM,ABS,S44181132 | ea | E31 | 442 | 442 | ea | LG LOGO,EMBLEM,ABS,S44181132
MD | 0261 | Parts |  | LOGO PANEL | A77100025 | 2610000005 | LOGO PANEL,LOGO PANEL,EMBLEM,ABS,S44181132 | ea | M10 | 69 | 69 | ea | LG LOGO,EMBLEM,ABS,S44181132
MD | 0261 | Parts |  | LOGO PANEL | A77100031 | 2610000006 | LOGO PANEL,LOGO PANEL,LS Badge H23.7, SS440 | ea | M10 | 963 | 963 | ea | LG LOGO,LS Badge H23.7,SS440
MD | 7021 | Parts |  | BUSBAR | A78100003 | 70214000001 | BUSBAR,C1100BB-1/2H,MCC(SOLUTION),MC1610-P1 | ea | M10 | 3 | 3 | ea | BUSBAR,C1100BB-1/2H,MCC (SOLUTION),MC1610-P1
MD | 7021 | Parts |  | BUSBAR | A78100006 | 70218200105 | BUSBAR,C1100BB-1/2H,MCC(SOLUTION),MC1610-P6 | ea | M10 | 3 | 3 | ea | BUSBAR,C1100BB-1/2H,MCC (SOLUTION),MC1610-P6
MD | 7021 | Parts |  | BUSBAR | A78100014 | 70218200106 | BUSBAR,CONNECTION BUSBAR SMCC,MC1610-P1, C1100BB-1/2H,VIETNAM | ea | M10 | 17 | 17 | ea | BUSBAR,C1100BB-1/2H,CONNECTION BUSBAR SMCC,MC1610-P1,VIETNAM
MD | 7021 | Parts |  | BUSBAR | A78100015 | 70218200107 | BUSBAR,CONNECTION BUSBAR SMCC,MC1610-P2, C1100BB-1/2H,VIETNAM | ea | M10 | 105 | 105 | ea | BUSBAR,C1100BB-1/2H,CONNECTION BUSBAR SMCC,MC1610-P2,VIETNAM
MD | 7021 | Parts |  | BUSBAR | A78100016 | 70218200107 | BUSBAR,CONNECTION BUSBAR SMCC,MC1610-P3, C1100BB-1/2H,VIETNAM | ea | M10 | 6 | 6 | ea | BUSBAR,C1100BB-1/2H,CONNECTION BUSBAR SMCC,MC1610-P2,VIETNAM
MD | 7021 | Parts |  | BUSBAR | A78100031 | 70218200109 | BUSBAR,CONNECTION BUSBAR SMCC,MC1610-P6, C1100BB-1/2H,VIETNAM | ea | M10 | 29 | 29 | ea | BUSBAR,C1100BB-1/2H,CONNECTION BUSBAR SMCC,MC1610-P6,VIETNAM
MD | 7021 | Parts |  | BUSBAR | A78100032 | 70218200110 | BUSBAR,CONNECTION BUSBAR SMCC,MC1610-P5, C1100BB-1/2H,VIETNAM | ea | M10 | 18 | 18 | ea | BUSBAR,C1100BB-1/2H,CONNECTION BUSBAR SMCC,MC1610-P5,VIETNAM
MD | 7056 | Parts |  | FLEXIBLE BUSBAR | A78800030 | 70568200016 | FLEXIBLE BUSBAR,LSVN-F029,F-BUSBAR-005,korea | ea | E31 | 11 | 11 | ea | FLEXIBLE BUSBAR,LSVN-F029,F-BUSBAR- 005,KOREA
MD | 7056 | Parts |  | FLEXIBLE BUSBAR | A78800030 | 70568200016 | FLEXIBLE BUSBAR,LSVN-F029,F-BUSBAR-005,korea | ea | M10 | 78 | 78 | ea | FLEXIBLE BUSBAR,LSVN-F029,F-BUSBAR- 005,KOREA
MD | 7056 | Parts |  | FLEXIBLE BUSBAR | A78800031 | 70568200017 | FLEXIBLE BUSBAR,LSVN-F030,F-BUSBAR-005,korea | ea | M10 | 19 | 19 | ea | FLEXIBLE BUSBAR,LSVN-F030,F-BUSBAR- 005,KOREA
MD | 7056 | Parts |  | FLEXIBLE BUSBAR | A78800161 | 70568200018 | FLEXIBLE BUSBAR,LSVN-F155,korea | ea | E31 | 9 | 9 | ea | FLEXIBLE BUSBAR,LSVN- F155,KOREA
MD | 7056 | Parts |  | FLEXIBLE BUSBAR | A78800186 | 70568200019 | FLEXIBLE BUSBAR,LSVN-F180,korea | ea | E31 | 8 | 8 | ea | FLEXIBLE BUSBAR,LSVN- F180,KOREA
MD | 7056 | Parts |  | FLEXIBLE BUSBAR | A78800202 | 70568200020 | FLEXIBLE BUSBAR,LSVN-F196,korea | ea | M10 | 20 | 20 | ea | FLEXIBLE BUSBAR,LSVN- F196,KOREA
MD | 7056 | Parts |  | FLEXIBLE BUSBAR | A78800305 | 70568200021 | FLEXIBLE BUSBAR,LSVN-F299,korea | ea | E31 | 1 | 1 | ea | FLEXIBLE BUSBAR,LSVN- F299,KOREA
MD | 7056 | Parts |  | FLEXIBLE BUSBAR | A78800306 | 70568200010 | FLEXIBLE BUSBAR,LSVN-F054,LSVN-F300,KOREAN | ea | E31 | 32 | 32 | ea | FLEXIBLE BUSBAR,LSVN-F054,LSVN -F300,KOREAN
MD | 7056 | Parts |  | FLEXIBLE BUSBAR | A78800340 | 70568200022 | FLEXIBLE BUSBAR,LSVN-F329,F-BUSBAR-059,korea | ea | E31 | 12 | 12 | ea | FLEXIBLE BUSBAR,LSVN-F329,F-BUSBAR- 059,KOREA
MD | 7056 | Parts |  | FLEXIBLE BUSBAR | A78800367 | 70568200011 | FLEXIBLE BUSBAR,LSVN-F357,F-BUSBAR-064,KOREAN | ea | E31 | 2 | 2 | ea | FLEXIBLE BUSBAR,LSVN-F357,F-BUSBAR- 064,KOREAN
MD | 7056 | Parts |  | FLEXIBLE BUSBAR | A78800378 | 70568200012 | FLEXIBLE BUSBAR,LSVN-F368,F-BUSBAR-065,KOREAN | ea | E31 | 18 | 18 | ea | FLEXIBLE BUSBAR,LSVN-F368,F-BUSBAR- 065,KOREAN
MD | 7056 | Parts |  | FLEXIBLE BUSBAR | A78800396 | 70568200013 | FLEXIBLE BUSBAR,LSVN-F385,F-BUSBAR-068,KOREAN | ea | E31 | 1 | 1 | ea | FLEXIBLE BUSBAR,LSVN-F385,F-BUSBAR- 068,KOREAN
MD | 7056 | Parts |  | FLEXIBLE BUSBAR | A78800397 | 70568200014 | FLEXIBLE BUSBAR,LSVN-F386,F-BUSBAR-068,KOREAN | ea | E31 | 2 | 2 | ea | FLEXIBLE BUSBAR,LSVN-F386,F-BUSBAR- 068,KOREAN
MD | 7056 | Parts |  | FLEXIBLE BUSBAR | A78800399 | 70568200015 | FLEXIBLE BUSBAR,F-BUSBAR-069,LSVN-F388,KOREA | ea | E31 | 12 | 12 | ea | FLEXIBLE BUSBAR,LSVN-F388,F-BUSBAR-069,KOREA
MD | 4244 | Parts |  | GLASS | A80400041 | 42440000215 | GLASS,TEMPERED GLASS,S44040647,T5,W625,L1745,VIETNAM | ea | M10 | 7 | 7 | ea | GLASS,TEMPERED GLASS,S44040647,T5,W625,L1745,VIET NAM
MD | 4244 | Parts |  | GLASS | A80400042 | 42440000216 | GLASS,TEMPERED GLASS,S44040649,T5,W450,L1745,VIETNAM | ea | M10 | 2 | 2 | ea | GLASS,TEMPERED GLASS,S44040649,T5,W450,L1745,VIET NAM
MD | 4231 | Parts |  | PAINTS | A80600014 |  | PAINTS,Indoor paint same as 5Y7/1,(SÆ¡n nÆ°á»›c) | kg | M10 | 5 | 5 | #N/A | #N/A
MD | 4231 | Parts |  | PAINTS | A80600022 |  | PAINTS,Indoor paint same as RAL7032,(SÆ¡n nÆ°á»›c) | kg | M10 | 10 | 10 | #N/A | #N/A
MD | 4231 | Parts |  | PAINTS | A80600061 |  | PAINTS,RAL 7032,AkzoNobel,Power Coating:EL105K,Semi Glossy,KOREA | kg | M10 | 19 | 19 | #N/A | #N/A
MD | 4231 | Parts |  | PAINTS | A80600108 |  | PAINTS,SPRAY PAINTING,BRIGHT SILVER(Báº¡c),A300,ATM,THAI LAN | ea | M10 | 10 | 10 | #N/A | #N/A
MD | 4031 | Parts |  | COPPER | A81100001 | 40310007420 | COPPER,C1100BB-H/2,BUSBAR,T2,W600,L2000 | kg | M30 | 374.76 | 374.76 | kg | COPPER,C1100BB-H/2,BUSBAR,T2.0,W600,L2000
MD | 4031 | Parts |  | COPPER | A81100002 | 40310003957 | COPPER,C1100BB-H/2,BUSBAR,T3.0,W600,L2000 | kg | M30 | 41.9 | 41.9 | #N/A | #N/A
MD | 4031 | Parts |  | COPPER | A81100124 | 40310007421 | COPPER,C1100BB-H/2,BUSBAR,T4,W15,L4000 | kg | M20 | 128.64 | 128.64 | kg | COPPER,C1100BB-H/2,BUSBAR,T4.0,W15,L4000
MD | 4031 | Parts |  | COPPER | A81100126 | 40310007419 | COPPER,C1100BB-H/2,V-BUSBAR,T6,430SQ,L1933,MC1601, NON-COATED,KOREA | ea | E31 | 22 | 22 | ea | COPPER,C1100BB-H/2,V-BUSBAR,T6,430SQ,L1933,MC1601,NON-COATED,KOREA
MD | 4031 | Parts |  | COPPER | A81100126 | 40310007419 | COPPER,C1100BB-H/2,V-BUSBAR,T6,430SQ,L1933,MC1601, NON-COATED,KOREA | ea | M10 | 15 | 15 | ea | COPPER,C1100BB-H/2,V-BUSBAR,T6,430SQ,L1933,MC1601,NON-COATED,KOREA
MD | 5811 | Parts |  | PIPE | A82200014 | 58118276005 | PIPE,PIPE HINGE,L40x13PI,SUS,DB44041156-P1 | ea | M10 | 18 | 18 | ea | PIPE,PIPE HINGE,L40x13PI,SUS,DB44041156_P1
MD | 5811 | Parts |  | PIPE | A82200036 | 58118276001 | PIPE,á»ng luá»“n dÃ¢y Ä‘iá»‡n,nhá»±a PVC tá»± chá»‘ng chÃ¡y,Ã˜20,Tráº¯ng | m | M10 | 6.96 | 6.96 | ea | PIPE,Ống luồn dây điện,PVC tự chống cháy,Φ20,Trắng
MD | 5811 | Parts |  | PIPE | A82200038 | 58118276002 | PIPE,CÃºt chá»¯ T khÃ´ng náº¯p,nhá»±a PVC tá»± chá»‘ng chÃ¡y,Ã˜20,Tráº¯ng | ea | M10 | 28 | 28 | ea | PIPE,Cút chữ T không nắp,PVC tự chống cháy,Φ20,Trắng
MD | 5811 | Parts |  | PIPE | A82200039 | 58118276003 | PIPE,CÃºt chá»¯ L khÃ´ng náº¯p,nhá»±a PVC tá»± chá»‘ng chÃ¡y,Ã˜20,Tráº¯ng | ea | M10 | 48 | 48 | ea | PIPE,Cút chữ L không nắp,PVC tự chống cháy,Φ20,Trắng
MD | 5811 | Parts |  | PIPE | A82200042 | 58118276006 | PIPE,SS400,L33x14 PI,DB44047003 | ea | M10 | 74 | 74 | ea | PIPE,L33x14PI,SS400,DB44047003
MD | 5811 | Parts |  | PIPE | A82200046 | 58118276007 | PIPE,SUS304,L33.5x13PI,DB44047662 | ea | M10 | 90 | 90 | ea | PIPE,L33.5x13PI,SUS304,DB44047662
MD | 5811 | Parts |  | PIPE | A82200049 | 58118276004 | PIPE,NUT M6,L15x12PI,SS41B,S44040646,VIETNAM | ea | M10 | 80 | 80 | ea | PIPE,NUT M6,L15x12PI,SS41B,S44040646
MD | 5811 | Parts |  | PIPE | A82200060 | 58118276008 | PIPE,PVC PIPE FOR LV CLAMP,OD14xID11xL60,BLACK COLOR,VIETNAM | ea | M10 | 296 | 296 | ea | PIPE,PVC PIPE FOR LV CLAMP,OD14xID11xL60,BLACK COLOR,VIET NAM
MD | 5811 | Parts |  | PIPE | A82200061 | 58118276009 | PIPE,PVC PIPE FOR LV CLAMP,OD14xID11xL80,BLACK COLOR,VIETNAM | ea | M10 | 39 | 39 | ea | PIPE,PVC PIPE FOR LV CLAMP,OD14xID11xL80,BLACK COLOR,VIET NAM
MD | 5811 | Parts |  | PIPE | A82200062 | 58118276010 | PIPE,PVC PIPE FOR LV CLAMP,OD14xID11xL105,BLACK COLOR,VIETNAM | ea | M10 | 892 | 892 | ea | PIPE,PVC PIPE FOR LV CLAMP,OD14xID11xL105,BLACK COLOR,VIET NAM
MD | 0501 | Parts |  | TAPE | A82350011 | 05010000371 | TAPE,Construction adhesive,296ml/bottle,Titebond | ea | M10 | 8 | 8 | #N/A | #N/A
MD | 0501 | Parts |  | TAPE | A82350012 | 05010000372 | TAPE,Epoxy adhesive,Pioneer Durasteel Five Minute Epoxy,35g/set,Philippines | ea | M10 | 5 | 5 | #N/A | #N/A
ED | 7981 | Parts | Hoàng Xuân Khải | ACRYL | A82400011 | 79818200001 | ACRYL,Polycarbonate solid sheet,4Tx1220x2440 WHITE | sht | M10 | 4 | 4 | ea | ACRYL,Polycarbonate solid sheet,4Tx1220x2440,WHITE COLOR
ED | 7981 | Parts | Hoàng Xuân Khải | ACRYL | A82400012 | 79818200002 | ACRYL,LAMINATE,1.6T x 600 x1200 (Surface : Black color)(Inside : White color) | sht | M20 | 27 | 27 | ea | ACRYL,LAMINATE,1.6Tx600x1200,Surface: Black color/Inside: White color
ED | 7981 | Parts | Hoàng Xuân Khải | ACRYL | A82400013 | 79816291002 | ACRYL,Polycarbonate solid sheet,3.0Tx1220x2440 WHITE | sht | M10 | 6.22 | 6.22 | ea | ACRYL,Polycarbonate solid sheet,3.0Tx1220x2440,WHITE COLOR
ED | 7981 | Parts | Hoàng Xuân Khải | ACRYL | A82400014 | 79818200003 | ACRYL,BAKELITE,SHEET 5TX1000X2000 | sht | M10 | 8 | 8 | ea | ACRYL,BAKELITE,5Tx1000x2000
ED | 7981 | Parts | Hoàng Xuân Khải | ACRYL | A82400017 | 79818200004 | ACRYL,MECA,1220x2440x3T,WHITE COLOR,TAIWAN | sht | M10 | 18.85 | 18.85 | sht | ACRYL,MECA,3Tx1220x2440,WHITE COLOR,TAIWAN
ED | 7981 | Parts | Hoàng Xuân Khải | ACRYL | A82400028 | 79816291003 | ACRYL,LAMINATE,1.6T x 600 x1200 (Surface : White color)(Inside :Black Color) | sht | M20 | 30 | 30 | #N/A | #N/A
ED | 7981 | Parts | Hoàng Xuân Khải | ACRYL | A82400029 | 79816291004 | ACRYL,LAMINATE,BLUE plate WHILE letter (BLUE surface / WHITE inside) , 2T x 600 x900 | sht | M10 | 11 | 11 | ea | ACRYL,LAMINATE,2Tx600x900,BLUE plate WHILE letter (BLUE surface/WHITE inside)
ED | 7981 | Parts | Hoàng Xuân Khải | ACRYL | A82400030 | 79816291005 | ACRYL,LAMINATE,RED plate WHITE letter (RED surface / WHITE inside) , 2T x 600 x900 | sht | M10 | 5 | 5 | m | ACRYL,LAMINATE,2Tx600x900,RED plate WHITE letter (RED surface/WHITE inside)
ED | 7981 | Parts | Hoàng Xuân Khải | ACRYL | A82400031 | 79816291006 | ACRYL,ANTI-STATIC ACRYL,5Tx1220x2440 | sht | M10 | 10 | 10 | ea | ACRYL,ANTI-STATIC ACRYL,5Tx1220x2440
ED | 7981 | Parts | Hoàng Xuân Khải | ACRYL | A82400034 | 79818200005 | ACRYL,LAMINATE,RED plate WHITE letter (RED surface / WHITE inside) , 2T x 600 x1200 | sht | M20 | 5 | 5 | #N/A | #N/A
ED | 7981 | Parts | Hoàng Xuân Khải | ACRYL | A82400036 | 79818200006 | ACRYL,LAMINATE,BLACK plate WHITE letter (BLACK surface / WHITE inside) , 5T x 600 x1200 | sht | E31 | 1 | 1 | sht | ACRYL,LAMINATE,5Tx600x1200,BLACK plate WHITE letter (BLACK surface/WHITE inside)
ED | 7981 | Parts | Hoàng Xuân Khải | ACRYL | A82400036 | 79818200006 | ACRYL,LAMINATE,BLACK plate WHITE letter (BLACK surface / WHITE inside) , 5T x 600 x1200 | sht | M10 | 1 | 1 | sht | ACRYL,LAMINATE,5Tx600x1200,BLACK plate WHITE letter (BLACK surface/WHITE inside)
ED | 7981 | Parts | Hoàng Xuân Khải | ACRYL | A82400037 | 79818200007 | ACRYL,LAMINATE,RED plate WHITE letter (RED surface / WHITE inside) , 5T x 600 x1200 | sht | M10 | 1 | 1 | sht | ACRYL,LAMINATE,5Tx600x1200,RED plate WHITE letter (RED surface/WHITE inside)
ED | 7981 | Parts | Hoàng Xuân Khải | ACRYL | A82400044 | 79818200008 | ACRYL,LAMINATE,WHITE plate BLACK letter (WHITE surface / BLACK inside) , 5T x 600 x1200 | sht | M10 | 2 | 2 | sht | ACRYL,LAMINATE,5Tx600x1200,WHITE plate BLACK letter (WHITE surface/BLACK inside)
ED | 4186 | Parts | Hoàng Xuân Khải | HOOK BAND | A83000012 | 41860000131 | HOOK BAND,HB-20,20PI,BUTTON TUBE,GRAY,HIVERO/KOREA | m | M20 | 250 | 250 | m | HOOK BAND,HB-20,20PI,BUTTON TUBE/GRAY,HIVERO/KOREA
ED | 4186 | Parts | Hoàng Xuân Khải | HOOK BAND | A83000013 | 41860000132 | HOOK BAND,HB-25,25PI,BUTTON TUBE,GRAY,HIVERO/KOREA | m | M20 | 950 | 950 | m | HOOK BAND,HB-25,25PI,BUTTON TUBE/GRAY,HIVERO/KOREA
ED | 4186 | Parts | Hoàng Xuân Khải | HOOK BAND | A83000014 | 41860000133 | HOOK BAND,HB-30,30PI,BUTTON TUBE,GRAY,HIVERO/KOREA | m | M20 | 750 | 750 | m | HOOK BAND,HB-30,30PI,BUTTON TUBE/GRAY,HIVERO/KOREA
ED | 4186 | Parts | Hoàng Xuân Khải | HOOK BAND | A83000015 | 41860000134 | HOOK BAND,HB-40,40PI,BUTTON TUBE,GRAY,HIVERO/KOREA | m | M20 | 950 | 950 | m | HOOK BAND,HB-40,40PI,BUTTON TUBE/GRAY,HIVERO/KOREA
ED | 4186 | Parts | Hoàng Xuân Khải | HOOK BAND | A83000016 | 41860000135 | HOOK BAND,HB-50,50PI,BUTTON TUBE,GRAY,HIVERO/KOREA | m | M20 | 1050 | 1050 | m | HOOK BAND,HB-50,50PI,BUTTON TUBE/GRAY,HIVERO/KOREA
MD | 6816 | Parts |  | TUBE | A83200081 |  | TUBE,HEAT SHRINKABLE,BBHV,50/20,LS CABLE | m | M10 | 348 | 348 | #N/A | #N/A
MD | 6816 | Parts |  | TUBE | A83200082 |  | TUBE,HEAT SHRINKABLE,BBHV,75/30,LS CABLE | m | M10 | 1618 | 1618 | #N/A | #N/A
MD | 6816 | Parts |  | TUBE | A83200083 |  | TUBE,HEAT SHRINKABLE,BBHV,100/40,LS CABLE | m | M10 | 90 | 90 | #N/A | #N/A
MD | 6816 | Parts |  | TUBE | A83200084 |  | TUBE,HEAT SHRINKABLE,BBHV,30/12,LS CABLE | m | M10 | 87 | 87 | #N/A | #N/A
MD | 6816 | Parts |  | TUBE | A83200086 |  | TUBE,HEAT SHRINKABLE,BBLV,30/12,LS CABLE | m | M10 | 2270 | 2270 | #N/A | #N/A
MD | 6816 | Parts |  | TUBE | A83200087 |  | TUBE,HEAT SHRINKABLE,BBLV,50/20,LS CABLE | m | M10 | 761.6 | 761.6 | #N/A | #N/A
MD | 6816 | Parts |  | TUBE | A83200088 |  | TUBE,HEAT SHRINKABLE,BBLV,75/30,LS CABLE | m | E31 | 0.4 | 0.4 | #N/A | #N/A
MD | 6816 | Parts |  | TUBE | A83200088 |  | TUBE,HEAT SHRINKABLE,BBLV,75/30,LS CABLE | m | M10 | 394.1 | 394.1 | #N/A | #N/A
MD | 6816 | Parts |  | TUBE | A83200089 |  | TUBE,HEAT SHRINKABLE,BBLV,100/40,LS CABLE | m | M10 | 289.8 | 289.8 | #N/A | #N/A
MD | 6816 | Parts |  | TUBE | A83200091 |  | TUBE,HEAT SHRINKABLE,BBLV,150/50,LS CABLE | m | E31 | 121 | 121 | #N/A | #N/A
MD | 6816 | Parts |  | TUBE | A83200091 |  | TUBE,HEAT SHRINKABLE,BBLV,150/50,LS CABLE | m | M10 | 869 | 869 | #N/A | #N/A
MD | 6816 | Parts |  | TUBE | A83200111 |  | TUBE,Thin Wall Tube (Up to 3.3KV),GSC,50/25,RED,GALA/INDIA | m | M10 | 71 | 71 | #N/A | #N/A
MD | 6816 | Parts |  | TUBE | A83200120 |  | TUBE,Thin Wall Tube (Up to 3.3KV),GSC,100/50,BLUE,GALA/INDIA | m | M10 | 274 | 274 | #N/A | #N/A
MD | 6816 | Parts |  | TUBE | A83200121 |  | TUBE,Thin Wall Tube (Up to 3.3KV),GSC,100/50,Red color,GALA/INDIA | m | M10 | 94 | 94 | #N/A | #N/A
MD | 6816 | Parts |  | TUBE | A83200128 |  | TUBE,Thin Wall Tube (Up to 3.3KV),GSC,16/8,RED,GALA/INDIA | m | M10 | 769.5 | 769.5 | #N/A | #N/A
MD | 6816 | Parts |  | TUBE | A83200136 |  | TUBE,Thin Wall Tube (Up to 3.3KV),GSC,50/25,Blue color,GALA/INDIA | m | M10 | 113 | 113 | #N/A | #N/A
MD | 6816 | Parts |  | TUBE | A83200205 |  | TUBE,Heat Shrink BusBar Insulating Tubes,GMB 75/28,DARK RED,GALA/INDIA | m | M10 | 502 | 502 | #N/A | #N/A
MD | 6816 | Parts |  | TUBE | A83200206 |  | TUBE,Heat Shrink BusBar Insulating Tubes,GMB 50/20,DARK RED,GALA/INDIA | m | M10 | 235 | 235 | #N/A | #N/A
MD | 6816 | Parts |  | TUBE | A83200210 |  | TUBE,Heat Shrink BusBar Insulating Tubes,GMB 65/25,DARK RED,GALA/INDIA | m | M10 | 65 | 65 | #N/A | #N/A
MD | 6816 | Parts |  | TUBE | A83200211 |  | TUBE,Heat Shrink BusBar Insulating Tubes,GMB 40/16,DARK RED,GALA/INDIA | m | M10 | 717 | 717 | #N/A | #N/A
MD | 6816 | Parts |  | TUBE | A83200212 |  | TUBE,Thin Wall Tube (Up to 3.3KV),GSC,16/8,BLUE,GALA/INDIA | m | M10 | 176 | 176 | #N/A | #N/A
MD | 6816 | Parts |  | TUBE | A83200213 |  | TUBE,Heat Shrink BusBar Insulating Tubes,GMB 100/38,DARK RED,GALA/INDIA | m | M10 | 728.9 | 728.9 | #N/A | #N/A
MD | 6816 | Parts |  | TUBE | A83200223 |  | TUBE,Thin Wall Tube (Up to 3.3KV),GSC,30/15,RED,GALA/INDIA | m | M10 | 114.7 | 114.7 | #N/A | #N/A
MD | 6816 | Parts |  | TUBE | A83200225 |  | TUBE,Thin Wall Tube (Up to 3.3KV),GSC,16/8,WHITE,GALA/INDIA | m | M10 | 52 | 52 | #N/A | #N/A
MD | 6816 | Parts |  | TUBE | A83200226 |  | TUBE,Thin Wall Tube (Up to 3.3KV),GSC 40/20,BLACK,GALA/INDIA | m | M10 | 500 | 500 | #N/A | #N/A
MD | 6816 | Parts |  | TUBE | A83200227 |  | TUBE,Thin Wall Tube (Up to 3.3KV),GSC 50/25,BLACK,GALA/INDIA | m | M10 | 532 | 532 | #N/A | #N/A
MD | 6816 | Parts |  | TUBE | A83200228 |  | TUBE,Thin Wall Tube (Up to 3.3KV),GSC,16/8,BLACK,GALA/INDIA | m | M10 | 1044.5 | 1044.5 | #N/A | #N/A
MD | 6816 | Parts |  | TUBE | A83200229 |  | TUBE,Thin Wall Tube (Up to 3.3KV),GSC 70/35,BLACK,GALA/INDIA | m | M10 | 1090 | 1090 | #N/A | #N/A
MD | 6816 | Parts |  | TUBE | A83200231 |  | TUBE,Thin Wall Tube (Up to 3.3KV),GSC,30/15,BLUE,GALA/INDIA | m | M10 | 173 | 173 | #N/A | #N/A
MD | 6816 | Parts |  | TUBE | A83200232 |  | TUBE,Thin Wall Tube (Up to 3.3KV),GSC 100/50,BLACK,GALA/INDIA | m | M10 | 1242 | 1242 | #N/A | #N/A
MD | 6816 | Parts |  | TUBE | A83200236 |  | TUBE,Thin Wall Tube (Up to 3.3KV),GSC,30/15,BLACK,GALA/INDIA | m | M10 | 48.7 | 48.7 | #N/A | #N/A
MD | 6816 | Parts |  | TUBE | A83200239 |  | TUBE,Heat Shrink BusBar Insulating Tubes,GHB 75/28 36Kv,DARK RED,GALA/INDIA | m | M10 | 52 | 52 | #N/A | #N/A
MD | 6816 | Parts |  | TUBE | A83200254 |  | TUBE,Number Tube JNTU,040,4.0 Sqmm,Green,JEONO/KOREA | m | M20 | 800 | 800 | #N/A | #N/A
MD | 6816 | Parts |  | TUBE | A83200258 |  | TUBE,Heat Shrink BusBar Insulating Tubes,GHB 100/38 36Kv,DARK RED,GALA/INDIA | m | M10 | 20 | 20 | #N/A | #N/A
MD | 6816 | Parts |  | TUBE | A83200271 |  | TUBE,Thin Wall Tube (Up to 3.3KV),GSC,40/20,RED,GALA/INDIA | m | M10 | 554 | 554 | #N/A | #N/A
MD | 6816 | Parts |  | TUBE | A83200272 |  | TUBE,Thin Wall Tube (Up to 3.3KV),GSC,40/20,BLACK,GALA/INDIA | m | M10 | 527 | 527 | #N/A | #N/A
MD | 6816 | Parts |  | TUBE | A83200273 |  | TUBE,Thin Wall Tube (Up to 3.3KV),GSC,40/20,BLUE,GALA/INDIA | m | M10 | 814 | 814 | #N/A | #N/A
MD | 6816 | Parts |  | TUBE | A83200274 |  | TUBE,Thin Wall Tube (Up to 3.3KV),GSC,40/20,WHITE,GALA/INDIA | m | M10 | 48 | 48 | #N/A | #N/A
MD | 6816 | Parts |  | TUBE | A83200278 |  | TUBE,Thin Wall Tube (Up to 3.3KV),GSC,50/25,BLACK,GALA/INDIA | m | M10 | 45.5 | 45.5 | #N/A | #N/A
MD | 6816 | Parts |  | TUBE | A83200279 |  | TUBE,Thin Wall Tube (Up to 3.3KV),GSC,70/35,RED,GALA/INDIA | m | M10 | 137 | 137 | #N/A | #N/A
MD | 6816 | Parts |  | TUBE | A83200281 |  | TUBE,Thin Wall Tube (Up to 3.3KV),GSC,70/35,BLUE,GALA/INDIA | m | M10 | 76.5 | 76.5 | #N/A | #N/A
MD | 6816 | Parts |  | TUBE | A83200282 |  | TUBE,Thin Wall Tube (Up to 3.3KV),GSC,70/35,BLACK,GALA/INDIA | m | M10 | 81.5 | 81.5 | #N/A | #N/A
MD | 6816 | Parts |  | TUBE | A83200283 |  | TUBE,Thin Wall Tube (Up to 3.3KV),GSC,100/50,RED,GALA/INDIA | m | M10 | 166 | 166 | #N/A | #N/A
MD | 6816 | Parts |  | TUBE | A83200286 |  | TUBE,Thin Wall Tube (Up to 3.3KV),GSC,100/50,BLACK,GALA/INDIA | m | M10 | 427 | 427 | #N/A | #N/A
MD | 6816 | Parts |  | TUBE | A83200287 |  | TUBE,Thin Wall Tube (Up to 3.3KV),GSC,16/8,YELLOW,GALA/INDIA | m | M10 | 551 | 551 | #N/A | #N/A
MD | 6816 | Parts |  | TUBE | A83200288 |  | TUBE,Thin Wall Tube (Up to 3.3KV),GSC,30/15,YELLOW,GALA/INDIA | m | M10 | 125.7 | 125.7 | #N/A | #N/A
MD | 6816 | Parts |  | TUBE | A83200289 |  | TUBE,Thin Wall Tube (Up to 3.3KV),GSC,40/20,YELLOW,GALA/INDIA | m | M10 | 694 | 694 | #N/A | #N/A
MD | 6816 | Parts |  | TUBE | A83200290 |  | TUBE,Thin Wall Tube (Up to 3.3KV),GSC,50/25,YELLOW,GALA/INDIA | m | M10 | 69 | 69 | #N/A | #N/A
MD | 6816 | Parts |  | TUBE | A83200291 |  | TUBE,Thin Wall Tube (Up to 3.3KV),GSC,70/35,YELLOW,GALA/INDIA | m | M10 | 95 | 95 | #N/A | #N/A
MD | 6816 | Parts |  | TUBE | A83200292 |  | TUBE,Thin Wall Tube (Up to 3.3KV),GSC,100/50,YELLOW,GALA/INDIA | m | M10 | 235 | 235 | #N/A | #N/A
MD | 6816 | Parts |  | TUBE | A83200293 |  | TUBE,Thin Wall Tube (Up to 3.3KV),GSC,20/10,YELLOW,GALA/INDIA | m | M10 | 342.2 | 342.2 | #N/A | #N/A
MD | 6816 | Parts |  | TUBE | A83200294 |  | TUBE,Thin Wall Tube (Up to 3.3KV),GSC,20/10,RED,GALA/INDIA | m | M10 | 157.2 | 157.2 | #N/A | #N/A
MD | 6816 | Parts |  | TUBE | A83200295 |  | TUBE,Thin Wall Tube (Up to 3.3KV),GSC,20/10,BLUE,GALA/INDIA | m | M10 | 12.2 | 12.2 | #N/A | #N/A
MD | 6816 | Parts |  | TUBE | A83200296 |  | TUBE,Thin Wall Tube (Up to 3.3KV),GSC,20/10,BLACK,GALA/INDIA | m | M10 | 18 | 18 | #N/A | #N/A
MD | 6816 | Parts |  | TUBE | A83200299 |  | TUBE,Thin Wall Tube (Up to 3.3KV),GSC,150/75,RED,GALA/INDIA | m | M10 | 321 | 321 | #N/A | #N/A
MD | 6816 | Parts |  | TUBE | A83200300 |  | TUBE,Thin Wall Tube (Up to 3.3KV),GSC,150/75,YELLOW,GALA/INDIA | m | M10 | 339 | 339 | #N/A | #N/A
MD | 6816 | Parts |  | TUBE | A83200301 |  | TUBE,Thin Wall Tube (Up to 3.3KV),GSC,150/75,BLUE,GALA/INDIA | m | M10 | 179 | 179 | #N/A | #N/A
MD | 6816 | Parts |  | TUBE | A83200302 |  | TUBE,Thin Wall Tube (Up to 3.3KV),GSC,150/75,BLACK,GALA/INDIA | m | M10 | 1372 | 1372 | #N/A | #N/A
MD | 6816 | Parts |  | TUBE | A83200319 |  | TUBE,HEAT SHRINKABLE,BBHV,120/50,LS CABLE | m | E31 | 690 | 690 | #N/A | #N/A
MD | 6816 | Parts |  | TUBE | A83200319 |  | TUBE,HEAT SHRINKABLE,BBHV,120/50,LS CABLE | m | M10 | 30 | 30 | #N/A | #N/A
MD | 6816 | Parts |  | TUBE | A83200321 |  | TUBE,Thin Wall Tube (Up to 3.3KV),GSC,100/50,GREEN,GALA/INDIA | m | M10 | 25 | 25 | #N/A | #N/A
MD | 6816 | Parts |  | TUBE | A83200323 |  | TUBE,Thin Wall Tube (Up to 3.3KV),GSC,20/10,GREEN,GALA/INDIA | m | M10 | 289 | 289 | #N/A | #N/A
MD | 6816 | Parts |  | TUBE | A83200345 |  | TUBE,Thin Wall Tube (Up to 3.3KV),GSC,16/8,GREEN,GALA/INDIA | m | M10 | 286 | 286 | #N/A | #N/A
MD | 6816 | Parts |  | TUBE | A83200349 |  | TUBE,Thin Wall Tube (Up to 3.3KV),GSC,70/35,GREEN,GALA/INDIA | m | M10 | 500 | 500 | #N/A | #N/A
MD | 6816 | Parts |  | TUBE | A83200351 |  | TUBE,Thin Wall Tube (Up to 3.3KV),GSC,70/35,BROWN,GALA/INDIA | m | M10 | 83.5 | 83.5 | #N/A | #N/A
MD | 6816 | Parts |  | TUBE | A83200352 |  | TUBE,Thin Wall Tube (Up to 3.3KV),GSC,70/35,GRAY,GALA/INDIA | m | M10 | 56.1 | 56.1 | #N/A | #N/A
MD | 6816 | Parts |  | TUBE | A83200355 |  | TUBE,Thin Wall Tube (Up to 3.3KV),GSC,30/15,BROWN,GALA/INDIA | m | M10 | 64.5 | 64.5 | #N/A | #N/A
MD | 6816 | Parts |  | TUBE | A83200356 |  | TUBE,Thin Wall Tube (Up to 3.3KV),GSC,30/15,GRAY,GALA/INDIA | m | M10 | 83.5 | 83.5 | #N/A | #N/A
MD | 6816 | Parts |  | TUBE | A83200359 |  | TUBE,Thin Wall Tube (Up to 3.3KV),GSC,40/20,GRAY,GALA/INDIA | m | M10 | 60 | 60 | #N/A | #N/A
MD | 6816 | Parts |  | TUBE | A83200360 |  | TUBE,Thin Wall Tube (Up to 3.3KV),GSC,50/25,BROWN,GALA/INDIA | m | M10 | 97.5 | 97.5 | #N/A | #N/A
MD | 6816 | Parts |  | TUBE | A83200361 |  | TUBE,Thin Wall Tube (Up to 3.3KV),GSC,50/25,GRAY,GALA/INDIA | m | M10 | 22 | 22 | #N/A | #N/A
MD | 6816 | Parts |  | TUBE | A83200364 |  | TUBE,Thin Wall Tube (Up to 3.3KV),GSC,20/10,BROWN,GALA/INDIA | m | M10 | 308 | 308 | #N/A | #N/A
MD | 6816 | Parts |  | TUBE | A83200365 |  | TUBE,Thin Wall Tube (Up to 3.3KV),GSC,20/10,GRAY,GALA/INDIA | m | M10 | 191 | 191 | #N/A | #N/A
MD | 6816 | Parts |  | TUBE | A83200375 |  | TUBE,Thin Wall Tube (Up to 3.3KV),GSC,100/50,GRAY,GALA/INDIA | m | M10 | 257 | 257 | #N/A | #N/A
MD | 6816 | Parts |  | TUBE | A83200376 |  | TUBE,Thin Wall Tube (Up to 3.3KV),GSC,100/50,BROWN,GALA/INDIA | m | M10 | 125 | 125 | #N/A | #N/A
MD | 6816 | Parts |  | TUBE | A83200377 |  | TUBE,Thin Wall Tube (Up to 3.3KV),GSC,16/8,BROWN,GALA/INDIA | m | M10 | 49 | 49 | #N/A | #N/A
MD | 6816 | Parts |  | TUBE | A83200378 |  | TUBE,Thin Wall Tube (Up to 3.3KV),GSC,16/8,GRAY,GALA/INDIA | m | M10 | 163 | 163 | #N/A | #N/A
MD | 6816 | Parts |  | TUBE | A83200453 |  | TUBE,Thin Wall Tube (Up to 3.3KV),GSC,16/8,GREEN,UPM/CHINA | m | M10 | 40 | 40 | #N/A | #N/A
MD | 6816 | Parts |  | TUBE | A83200455 |  | TUBE,Thin Wall Tube (Up to 3.3KV),GSC,20/10,GREEN,UPM/CHINA | m | M10 | 98 | 98 | #N/A | #N/A
MD | 6816 | Parts |  | TUBE | A83200461 |  | TUBE,Number Tube,M11TUBE,1.5(1.25)Sqmm,WHITE,SAVE-IT MAX/KOREA | m | M20 | 1800 | 1800 | #N/A | #N/A
MD | 6816 | Parts |  | TUBE | A83200499 |  | TUBE,Number Tube,M11TUBE,4.0(4.0)Sqmm,WHITE,SAVE-IT MAX/KOREA | m | M20 | 1500 | 1500 | #N/A | #N/A
MD | 6816 | Parts |  | TUBE | A83200500 |  | TUBE,Number Tube,M11TUBE,6.0(6.0)Sqmm,WHITE,SAVE-IT MAX/KOREA | m | M10 | 490 | 490 | #N/A | #N/A
MD | 6816 | Parts |  | TUBE | A83200500 |  | TUBE,Number Tube,M11TUBE,6.0(6.0)Sqmm,WHITE,SAVE-IT MAX/KOREA | m | M20 | 10 | 10 | #N/A | #N/A
MD | 6816 | Parts |  | TUBE | A83200502 |  | TUBE,HEAT SHRINKABLE,GSHS-1625G,BLACK,50PI,LS CABLE | m | M10 | 3670 | 3670 | #N/A | #N/A
MD | 6816 | Parts |  | TUBE | A83200514 |  | TUBE,HEAT SHRINKABLE,GSHS-1625G,BLACK,32PI,LS CABLE | m | M10 | 3250 | 3250 | #N/A | #N/A
MD | 6816 | Parts |  | TUBE | A83200515 |  | TUBE,HEAT SHRINKABLE,GSHS-1625G,BLACK,18PI,LS CABLE | m | M10 | 7790 | 7790 | #N/A | #N/A
MD | 4001 | Parts |  | STEEL | A84000064 |  | STEEL,SGLCC/AZ120/C(R),PLATE,T1.6,W400,L634.6,MC0606-P1 | ea | E31 | 69 | 69 | #N/A | #N/A
MD | 4001 | Parts |  | STEEL | A84000064 |  | STEEL,SGLCC/AZ120/C(R),PLATE,T1.6,W400,L634.6,MC0606-P1 | ea | M10 | 155 | 155 | #N/A | #N/A
MD | 4001 | Parts |  | STEEL | A84000065 |  | STEEL,SGLCC/AZ120/C(R),PLATE,T1.6,W583,L421.6,MC0805-P1 | ea | E31 | 2 | 2 | #N/A | #N/A
MD | 4001 | Parts |  | STEEL | A84000120 |  | STEEL,GL/AZ150,PLATE,T1.5,W1250,L2500,(36KG/SHEET),YIEH PHUI | kg | M10 | 2232 | 2232 | #N/A | #N/A
MD | 4001 | Parts |  | STEEL | A84000162 |  | STEEL,GL/AZ150,PLATE,T3.0,W1250,L2500,(72KG/SHEET),YIEH PHUI | kg | M10 | 3096 | 3096 | #N/A | #N/A
ED | 4151 | Parts | Nguyễn Công Hùng | CABLE | A85000002 | 41510004978 | CABLE,KIV CABLE,1Cx16 SQmm,450/750V,BLACK,SH VINA CABLE | m | M10 | 59 | 59 | m | CABLE,450/750V-Cu/PVC,KIV,1Cx16 SQmm,BLACK,CLASS 5,COSMOLINK VINA/VIETNAM
ED | 4151 | Parts | Nguyễn Công Hùng | CABLE | A85000002 | 41510004978 | CABLE,KIV CABLE,1Cx16 SQmm,450/750V,BLACK,SH VINA CABLE | m | M30 | 122 | 122 | m | CABLE,450/750V-Cu/PVC,KIV,1Cx16 SQmm,BLACK,CLASS 5,COSMOLINK VINA/VIETNAM
ED | 4151 | Parts | Nguyễn Công Hùng | CABLE | A85000003 | 41510004979 | CABLE,KIV CABLE,1Cx25 SQmm,MULTI-CORE CABLES,450/750V,BLACK,SH VINA CABLE | m | M10 | 94 | 94 | m | CABLE,450/750V-Cu/PVC,KIV,1Cx25 SQmm,BLACK,CLASS 5,COSMOLINK VINA/VIETNAM
ED | 4151 | Parts | Nguyễn Công Hùng | CABLE | A85000003 | 41510004979 | CABLE,KIV CABLE,1Cx25 SQmm,MULTI-CORE CABLES,450/750V,BLACK,SH VINA CABLE | m | M30 | 539 | 539 | m | CABLE,450/750V-Cu/PVC,KIV,1Cx25 SQmm,BLACK,CLASS 5,COSMOLINK VINA/VIETNAM
ED | 4151 | Parts | Nguyễn Công Hùng | CABLE | A85000004 | 41510004980 | CABLE,KIV CABLE,1Cx35 SQmm,MULTI-CORE CABLES,450/750V,BLACK,SH VINA CABLE | m | M30 | 1048 | 1048 | m | CABLE,450/750V-Cu/PVC,KIV,1Cx35 SQmm,BLACK,CLASS 5,COSMOLINK VINA/VIETNAM
ED | 4151 | Parts | Nguyễn Công Hùng | CABLE | A85000006 | 41510004981 | CABLE,KIV CABLE,1Cx50 SQmm,MULTI-CORE CABLES,450/750V,BLACK,SH VINA CABLE | m | M30 | 316 | 316 | m | CABLE,450/750V-Cu/PVC,KIV,1Cx50 SQmm,BLACK,CLASS 5,COSMOLINK VINA/VIETNAM
ED | 4151 | Parts | Nguyễn Công Hùng | CABLE | A85000008 | 41510004982 | CABLE,KIV CABLE,1Cx70 SQmm,MULTI-CORE CABLES,450/750V,BLACK,SH VINA CABLE | m | M10 | 25 | 25 | m | CABLE,450/750V-Cu/PVC,KIV,1Cx70 SQmm,BLACK,CLASS 5,COSMOLINK VINA/VIETNAM
ED | 4151 | Parts | Nguyễn Công Hùng | CABLE | A85000008 | 41510004982 | CABLE,KIV CABLE,1Cx70 SQmm,MULTI-CORE CABLES,450/750V,BLACK,SH VINA CABLE | m | M30 | 529 | 529 | m | CABLE,450/750V-Cu/PVC,KIV,1Cx70 SQmm,BLACK,CLASS 5,COSMOLINK VINA/VIETNAM
ED | 4151 | Parts | Nguyễn Công Hùng | CABLE | A85000010 | 41510004983 | CABLE,KIV CABLE,1Cx95 SQmm,MULTI-CORE CABLES,450/750V,BLACK,SH VINA CABLE | m | M30 | 164 | 164 | m | CABLE,450/750V-Cu/PVC,KIV,1Cx95 SQmm,BLACK,CLASS 5,COSMOLINK VINA/VIETNAM
ED | 4151 | Parts | Nguyễn Công Hùng | CABLE | A85000012 | 41510004984 | CABLE,KIV CABLE,1Cx120 SQmm,MULTI-CORE CABLES,450/750V,BLACK,COSMOLINK/VIETNAM | m | M30 | 77 | 77 | m | CABLE,450/750V-Cu/PVC,KIV,1Cx120 SQmm,BLACK,CLASS 5,COSMOLINK VINA/VIETNAM
ED | 4151 | Parts | Nguyễn Công Hùng | CABLE | A85000013 | 41510004985 | CABLE,KIV CABLE,1Cx10 SQmm,MULTI-CORE CABLES,450/750V,BLACK,SH VINA CABLE | m | M30 | 474 | 474 | m | CABLE,450/750V-Cu/PVC,KIV,1Cx10 SQmm,BLACK,CLASS 5,COSMOLINK VINA/VIETNAM
ED | 4151 | Parts | Nguyễn Công Hùng | CABLE | A85000045 | 41510004986 | CABLE,CABLE,450/750V XHHW/SIS,FLAME RETARDANT,1Cx25 SQmm,SINGLE-CORE CABLE,BLACK,LSCABLE/KOREA | m | M30 | 677 | 677 | m | CABLE,450/750V XHHW/SIS,FLAME RETARDANT,1Cx25 SQmm,BLACK,CLASS 5,LS CABLE/KOREA
ED | 4151 | Parts | Nguyễn Công Hùng | CABLE | A85000046 | 41510004987 | CABLE,CABLE,450/750V XHHW/SIS,FLAME RETARDANT,1Cx35 SQmm,SINGLE-CORE CABLE,BLACK,LSCABLE/KOREA | m | M30 | 690 | 690 | m | CABLE,450/750V XHHW/SIS,FLAME RETARDANT,1Cx35 SQmm,BLACK,CLASS 5,LS CABLE/KOREA
ED | 4151 | Parts | Nguyễn Công Hùng | CABLE | A85000081 | 41510004988 | CABLE,CABLE,450/750V XHHW/SIS,FLAME RETARDANT,1CX16SQmm,SINGLE-CORE CABLE,BLACK,LSCABLE/KOREA | m | M30 | 141 | 141 | m | CABLE,450/750V XHHW/SIS,FLAME RETARDANT,1Cx16SQmm,BLACK,CLASS 5,LS CABLE/KOREA
ED | 4151 | Parts | Nguyễn Công Hùng | CABLE | A85000091 | 41510004989 | CABLE,Cu/PVC/PVC,2Cx4.0 SQmm,0.6/1KV,BLACK,LSCABLE/VIETNAM | m | M30 | 400 | 400 | m | CABLE,0.6/1kV Cu/PVC/PVC,2Cx4.0 SQmm,BLACK,LS CABLE/VIETNAM
ED | 4151 | Parts | Nguyễn Công Hùng | CABLE | A85000117 | 41510004990 | CABLE,Cu/XLPE/PVC,1Cx50 SQmm,12.7/22(24)kV,BLACK,LSCABLE/VIETNAM | m | M30 | 32 | 32 | m | CABLE,12.7/22(24)kV Cu/XLPE/PVC,1Cx50 SQmm,BLACK,LS CABLE/VIETNAM
ED | 4151 | Parts | Nguyễn Công Hùng | CABLE | A85000307 | 41510004991 | CABLE,CABLE,450/750V XHHW/SIS,FLAME RETARDANT,1Cx25 SQmm,GREEN/YELLOW,LSCABLE/KOREA | m | E31 | 100 | 100 | m | CABLE,450/750V XHHW/SIS,FLAME RETARDANT,1Cx25 SQmm,GREEN/YELLOW,CLASS 5,LS CABLE/KOREA
ED | 4151 | Parts | Nguyễn Công Hùng | CABLE | A85000307 | 41510004991 | CABLE,CABLE,450/750V XHHW/SIS,FLAME RETARDANT,1Cx25 SQmm,GREEN/YELLOW,LSCABLE/KOREA | m | M30 | 422 | 422 | m | CABLE,450/750V XHHW/SIS,FLAME RETARDANT,1Cx25 SQmm,GREEN/YELLOW,CLASS 5,LS CABLE/KOREA
ED | 4151 | Parts | Nguyễn Công Hùng | CABLE | A85000320 | 41510004992 | CABLE,KIV CABLE,1Cx25 SQmm,MULTI-CORE CABLES,450/750V,GREEN&YELLOW STRIP,SH VINA CABLE | m | M10 | 50 | 50 | m | CABLE,450/750V-Cu/PVC,KIV,1Cx25 SQmm,GREEN/YELLOW,CLASS 5,COSMOLINK VINA/VIETNAM
ED | 4151 | Parts | Nguyễn Công Hùng | CABLE | A85000320 | 41510004992 | CABLE,KIV CABLE,1Cx25 SQmm,MULTI-CORE CABLES,450/750V,GREEN&YELLOW STRIP,SH VINA CABLE | m | M30 | 897 | 897 | m | CABLE,450/750V-Cu/PVC,KIV,1Cx25 SQmm,GREEN/YELLOW,CLASS 5,COSMOLINK VINA/VIETNAM
ED | 4151 | Parts | Nguyễn Công Hùng | CABLE | A85000321 | 41510004993 | CABLE,CABLE,450/750V XHHW/SIS,FLAME RETARDANT,1Cx50 SQmm,SINGLE-CORE CABLE,BLACK,LSCABLE/KOREA | m | M30 | 45 | 45 | m | CABLE,450/750V XHHW/SIS,FLAME RETARDANT,1Cx50 SQmm,BLACK,CLASS 5,LS CABLE/KOREA
ED | 4151 | Parts | Nguyễn Công Hùng | CABLE | A85000354 | 41510004994 | CABLE,CABLE,450/750V XHHW/SIS,FLAME RETARDANT,1Cx95 SQmm,SINGLE-CORE CABLE,BLACK,LSCABLE/KOREA | m | E31 | 4 | 4 | m | CABLE,450/750V XHHW/SIS,FLAME RETARDANT,1Cx95 SQmm,BLACK,CLASS 5,LS CABLE/KOREA
ED | 4151 | Parts | Nguyễn Công Hùng | CABLE | A85000355 | 41510004995 | CABLE,CABLE,450/750V XHHW/SIS,FLAME RETARDANT,1Cx10 SQmm,SINGLE-CORE CABLE,BLACK,LSCABLE/KOREA | m | M30 | 240 | 240 | m | CABLE,450/750V XHHW/SIS,FLAME RETARDANT,1Cx10 SQmm,BLACK,CLASS 5,LS CABLE/KOREA
ED | 4151 | Parts | Nguyễn Công Hùng | CABLE | A85000389 | 41510004996 | CABLE,CABLE,0.6/1kV XHHW/SIS,FLAME RETARDANT,1Cx25 SQmm,XLPE Insulation, CLASS 5,GREEN&YELLOW STRIP,DEAWON CABLE/KOREA | m | M30 | 90 | 90 | m | CABLE,0.6/1kV HF-XHHW/SIS,HALOGEN-FREE FLAME RETARDANT,1Cx25 SQmm,GREEN/YELLOW,CLASS 5,DAEWON CABLE/KOREA
ED | 4151 | Parts | Nguyễn Công Hùng | CABLE | A85000390 | 41510004997 | CABLE,CABLE,0.6/1kV XHHW/SIS,FLAME RETARDANT,1Cx10 SQmm,XLPE Insulation, CLASS 5,BLACK,DEAWON CABLE/KOREA | m | M30 | 113.6 | 113.6 | m | CABLE,0.6/1kV HF-XHHW/SIS,HALOGEN-FREE FLAME RETARDANT,1Cx10 SQmm,BLACK,CLASS 5,DAEWON CABLE/KOREA
ED | 4151 | Parts | Nguyễn Công Hùng | CABLE | A85000391 | 41510004998 | CABLE,CABLE,0.6/1kV XHHW/SIS,FLAME RETARDANT,1Cx16 SQmm,XLPE Insulation, CLASS 5,BLACK,DEAWON CABLE/KOREA | m | E31 | 127.8 | 127.8 | m | CABLE,0.6/1kV HF-XHHW/SIS,HALOGEN-FREE FLAME RETARDANT,1Cx16 SQmm,BLACK,CLASS 5,DAEWON CABLE/KOREA
ED | 4151 | Parts | Nguyễn Công Hùng | CABLE | A85000391 | 41510004998 | CABLE,CABLE,0.6/1kV XHHW/SIS,FLAME RETARDANT,1Cx16 SQmm,XLPE Insulation, CLASS 5,BLACK,DEAWON CABLE/KOREA | m | M30 | 338.4 | 338.4 | m | CABLE,0.6/1kV HF-XHHW/SIS,HALOGEN-FREE FLAME RETARDANT,1Cx16 SQmm,BLACK,CLASS 5,DAEWON CABLE/KOREA
ED | 4151 | Parts | Nguyễn Công Hùng | CABLE | A85000392 | 41510004999 | CABLE,CABLE,0.6/1kV XHHW/SIS,FLAME RETARDANT,1Cx25 SQmm,XLPE Insulation, CLASS 5,BLACK,DEAWON CABLE/KOREA | m | E31 | 328 | 328 | m | CABLE,0.6/1kV HF-XHHW/SIS,HALOGEN-FREE FLAME RETARDANT,1Cx25 SQmm,BLACK,CLASS 5,DAEWON CABLE/KOREA
ED | 4151 | Parts | Nguyễn Công Hùng | CABLE | A85000392 | 41510004999 | CABLE,CABLE,0.6/1kV XHHW/SIS,FLAME RETARDANT,1Cx25 SQmm,XLPE Insulation, CLASS 5,BLACK,DEAWON CABLE/KOREA | m | M30 | 284 | 284 | m | CABLE,0.6/1kV HF-XHHW/SIS,HALOGEN-FREE FLAME RETARDANT,1Cx25 SQmm,BLACK,CLASS 5,DAEWON CABLE/KOREA
ED | 4151 | Parts | Nguyễn Công Hùng | CABLE | A85000393 | 41510005000 | CABLE,CABLE,0.6/1kV XHHW/SIS,FLAME RETARDANT,1Cx35 SQmm,XLPE Insulation, CLASS 5,BLACK,DEAWON CABLE/KOREA | m | M30 | 100 | 100 | m | CABLE,0.6/1kV HF-XHHW/SIS,HALOGEN-FREE FLAME RETARDANT,1Cx35 SQmm,BLACK,CLASS 5,DAEWON CABLE/KOREA
ED | 4151 | Parts | Nguyễn Công Hùng | CABLE | A85000394 | 41510005001 | CABLE,CABLE,0.6/1kV XHHW/SIS,FLAME RETARDANT,1Cx50 SQmm,XLPE Insulation, CLASS 5,BLACK,DEAWON CABLE/KOREA | m | M30 | 272 | 272 | m | CABLE,0.6/1kV HF-XHHW/SIS,HALOGEN-FREE FLAME RETARDANT,1Cx50 SQmm,BLACK,CLASS 5,DAEWON CABLE/KOREA
ED | 4156 | Parts | Nguyễn Công Hùng | WIRE | A85000404 | 41564250166 | CABLE,CABLE,SHIELD,LIREV-AMESB 1PX22AWG,GRAY,LS-CABLE/KOREA | m | M30 | 3408 | 3408 | m | WIRE,SHIELD LIREV-AMESB,1Px22 AWG,GRAY,CLASS 5,LS CABLE/KOREA
ED | 4156 | Parts | Nguyễn Công Hùng | WIRE | A85000417 | 41564250030 | CABLE,CABLE,0.6/1kV XHHW/SIS,FLAME RETARDANT,1Cx2.5 SQmm,XLPE Insulation, CLASS 5,GREEN,DEAWON CABLE/KOREA | m | E31 | 2063 | 2063 | m | WIRE,0.6/1kV HF-XHHW/SIS,HALOGEN-FREE FLAME RETARDANT,1Cx2.5 SQmm,GREEN,CLASS 5,DAEWON CABLE/KOREA
ED | 4156 | Parts | Nguyễn Công Hùng | WIRE | A85000417 | 41564250030 | CABLE,CABLE,0.6/1kV XHHW/SIS,FLAME RETARDANT,1Cx2.5 SQmm,XLPE Insulation, CLASS 5,GREEN,DEAWON CABLE/KOREA | m | M30 | 755 | 755 | m | WIRE,0.6/1kV HF-XHHW/SIS,HALOGEN-FREE FLAME RETARDANT,1Cx2.5 SQmm,GREEN,CLASS 5,DAEWON CABLE/KOREA
ED | 4156 | Parts | Nguyễn Công Hùng | WIRE | A85000418 | 41564250164 | CABLE,CABLE,0.6/1kV XHHW/SIS,FLAME RETARDANT,1Cx4.0 SQmm,XLPE Insulation, CLASS 5,GREEN,DEAWON CABLE/KOREA | m | E31 | 3155 | 3155 | m | WIRE,0.6/1kV HF-XHHW/SIS,HALOGEN-FREE FLAME RETARDANT,1Cx4.0 SQmm,GREEN,CLASS 5,DAEWON CABLE/KOREA
ED | 4156 | Parts | Nguyễn Công Hùng | WIRE | A85000418 | 41564250164 | CABLE,CABLE,0.6/1kV XHHW/SIS,FLAME RETARDANT,1Cx4.0 SQmm,XLPE Insulation, CLASS 5,GREEN,DEAWON CABLE/KOREA | m | M30 | 3606 | 3606 | m | WIRE,0.6/1kV HF-XHHW/SIS,HALOGEN-FREE FLAME RETARDANT,1Cx4.0 SQmm,GREEN,CLASS 5,DAEWON CABLE/KOREA
ED | 4151 | Parts | Nguyễn Công Hùng | CABLE | A85000420 | 41510005004 | CABLE,BRAIDED COPPER,35 SQ,FLEXIBLE EARTH,24KV,SEONJIN/KOREA | m | M30 | 987 | 987 | m | CABLE,BRAIDED COPPER,38 SQmm,FLEXIBLE,KOREA
ED | 4151 | Parts | Nguyễn Công Hùng | CABLE | A85000441 | 41510005013 | CABLE,KIV CABLE,1Cx70 SQmm,0.6/1KV,BLACK,SH CABLE/VIETNAM | m | M30 | 168 | 168 | m | CABLE,0.6/1kV Cu/FR-HPVC,HKIV(Heat Resistant PVC),1Cx70 SQmm,BLACK,CLASS 5,COSMOLINK VINA/VIETNAM
ED | 4151 | Parts | Nguyễn Công Hùng | CABLE | A85000444 | 41510005036 | CABLE,KIV CABLE,1Cx25 SQmm,0.6/1KV,GREEN&YELLOW,SH CABLE/VIETNAM | m | M30 | 212 | 212 | m | CABLE,0.6/1kV Cu/FR-HPVC,HKIV(Heat Resistant PVC),1Cx25 SQmm,GREEN/YELLOW,CLASS 5,COSMOLINK VINA/VIETNAM
ED | 4151 | Parts | Nguyễn Công Hùng | CABLE | A85000449 | 41510005005 | CABLE,CABLE,0.6/1kV XHHW/SIS,FLAME RETARDANT,1Cx70 SQmm,XLPE Insulation, CLASS 5,BLACK,DEAWON CABLE/KOREA | m | E31 | 790 | 790 | m | CABLE,0.6/1kV HF-XHHW/SIS,HALOGEN-FREE FLAME RETARDANT,1Cx70 SQmm,BLACK,CLASS 5,DAEWON CABLE/KOREA
ED | 4151 | Parts | Nguyễn Công Hùng | CABLE | A85000449 | 41510005005 | CABLE,CABLE,0.6/1kV XHHW/SIS,FLAME RETARDANT,1Cx70 SQmm,XLPE Insulation, CLASS 5,BLACK,DEAWON CABLE/KOREA | m | M10 | 20 | 20 | m | CABLE,0.6/1kV HF-XHHW/SIS,HALOGEN-FREE FLAME RETARDANT,1Cx70 SQmm,BLACK,CLASS 5,DAEWON CABLE/KOREA
ED | 4151 | Parts | Nguyễn Công Hùng | CABLE | A85000449 | 41510005005 | CABLE,CABLE,0.6/1kV XHHW/SIS,FLAME RETARDANT,1Cx70 SQmm,XLPE Insulation, CLASS 5,BLACK,DEAWON CABLE/KOREA | m | M30 | 27 | 27 | m | CABLE,0.6/1kV HF-XHHW/SIS,HALOGEN-FREE FLAME RETARDANT,1Cx70 SQmm,BLACK,CLASS 5,DAEWON CABLE/KOREA
ED | 4151 | Parts | Nguyễn Công Hùng | CABLE | A85000450 | 41510005006 | CABLE,CABLE,0.6/1kV XHHW/SIS,FLAME RETARDANT,1Cx95 SQmm,XLPE Insulation, CLASS 5,BLACK,DEAWON CABLE/KOREA | m | M30 | 211 | 211 | m | CABLE,0.6/1kV HF-XHHW/SIS,HALOGEN-FREE FLAME RETARDANT,1Cx95 SQmm,BLACK,CLASS 5,DAEWON CABLE/KOREA
ED | 4151 | Parts | Nguyễn Công Hùng | CABLE | A85000457 | 41510005007 | CABLE,0.6/1kV CU/FR-PVC (FR-GV),1Cx50 SQmm,GREEN&YELLOW,SH VINA CABLE | m | M30 | 87 | 87 | m | CABLE,0.6/1kV Cu/FR-PVC(FR-GV),1Cx50 SQmm,GREEN/YELLOW,CLASS 5,COSMOLINK VINA/VIETNAM
ED | 4151 | Parts | Nguyễn Công Hùng | CABLE | A85000468 | 41510004991 | CABLE,450/750V XHHW/SIS,Flame retardant IEC 60332,1Cx25 SQmm,EVA insulated cable,class 5,GREEN/YELLOW,LS cable/Korea | m | E31 | 39 | 39 | m | CABLE,450/750V XHHW/SIS,FLAME RETARDANT,1Cx25 SQmm,GREEN/YELLOW,CLASS 5,LS CABLE/KOREA
ED | 4151 | Parts | Nguyễn Công Hùng | CABLE | A85000468 | 41510004991 | CABLE,450/750V XHHW/SIS,Flame retardant IEC 60332,1Cx25 SQmm,EVA insulated cable,class 5,GREEN/YELLOW,LS cable/Korea | m | M30 | 31 | 31 | m | CABLE,450/750V XHHW/SIS,FLAME RETARDANT,1Cx25 SQmm,GREEN/YELLOW,CLASS 5,LS CABLE/KOREA
ED | 4151 | Parts | Nguyễn Công Hùng | CABLE | A85000538 | 41510005008 | CABLE,FLAME RETARDANT,1Cx10 SQmm,0.6/1kV Cu/H-PVC(HKIV),CLASS 5,BLACK,COSMOLINK/VIETNAM | m | M30 | 263 | 263 | m | CABLE,0.6/1kV Cu/FR-HPVC,HKIV(Heat Resistant PVC),1Cx10 SQmm,BLACK,CLASS 5,COSMOLINK VINA/VIETNAM
ED | 4151 | Parts | Nguyễn Công Hùng | CABLE | A85000539 | 41510005009 | CABLE,FLAME RETARDANT,1Cx16 SQmm,0.6/1kV Cu/H-PVC(HKIV),CLASS 5,BLACK,COSMOLINK/VIETNAM | m | M30 | 834 | 834 | m | CABLE,0.6/1kV Cu/FR-HPVC,HKIV(Heat Resistant PVC),1Cx16 SQmm,BLACK,CLASS 5,COSMOLINK VINA/VIETNAM
ED | 4151 | Parts | Nguyễn Công Hùng | CABLE | A85000540 | 41510005010 | CABLE,FLAME RETARDANT,1Cx25 SQmm,0.6/1kV Cu/H-PVC(HKIV),CLASS 5,BLACK,COSMOLINK/VIETNAM | m | M10 | 50 | 50 | m | CABLE,0.6/1kV Cu/FR-HPVC,HKIV(Heat Resistant PVC),1Cx25 SQmm,BLACK,CLASS 5,COSMOLINK VINA/VIETNAM
ED | 4151 | Parts | Nguyễn Công Hùng | CABLE | A85000540 | 41510005010 | CABLE,FLAME RETARDANT,1Cx25 SQmm,0.6/1kV Cu/H-PVC(HKIV),CLASS 5,BLACK,COSMOLINK/VIETNAM | m | M30 | 745 | 745 | m | CABLE,0.6/1kV Cu/FR-HPVC,HKIV(Heat Resistant PVC),1Cx25 SQmm,BLACK,CLASS 5,COSMOLINK VINA/VIETNAM
ED | 4151 | Parts | Nguyễn Công Hùng | CABLE | A85000541 | 41510005011 | CABLE,FLAME RETARDANT,1Cx35 SQmm,0.6/1kV Cu/H-PVC(HKIV),CLASS 5,BLACK,COSMOLINK/VIETNAM | m | M30 | 351 | 351 | m | CABLE,0.6/1kV Cu/FR-HPVC,HKIV(Heat Resistant PVC),1Cx35 SQmm,BLACK,CLASS 5,COSMOLINK VINA/VIETNAM
ED | 4151 | Parts | Nguyễn Công Hùng | CABLE | A85000542 | 41510005012 | CABLE,FLAME RETARDANT,1Cx50 SQmm,0.6/1kV Cu/H-PVC(HKIV),CLASS 5,BLACK,COSMOLINK/VIETNAM | m | M30 | 373 | 373 | m | CABLE,0.6/1kV Cu/FR-HPVC,HKIV(Heat Resistant PVC),1Cx50 SQmm,BLACK,CLASS 5,COSMOLINK VINA/VIETNAM
ED | 4151 | Parts | Nguyễn Công Hùng | CABLE | A85000543 | 41510005013 | CABLE,FLAME RETARDANT,1Cx70 SQmm,0.6/1kV Cu/H-PVC(HKIV),CLASS 5,BLACK,COSMOLINK/VIETNAM | m | M30 | 779 | 779 | m | CABLE,0.6/1kV Cu/FR-HPVC,HKIV(Heat Resistant PVC),1Cx70 SQmm,BLACK,CLASS 5,COSMOLINK VINA/VIETNAM
ED | 4151 | Parts | Nguyễn Công Hùng | CABLE | A85000544 | 41510005014 | CABLE,FLAME RETARDANT,1Cx95 SQmm,0.6/1kV Cu/H-PVC(HKIV),CLASS 5,BLACK,COSMOLINK/VIETNAM | m | M30 | 258 | 258 | m | CABLE,0.6/1kV Cu/FR-HPVC,HKIV(Heat Resistant PVC),1Cx95 SQmm,BLACK,CLASS 5,COSMOLINK VINA/VIETNAM
ED | 4151 | Parts | Nguyễn Công Hùng | CABLE | A85000554 | 41510005015 | CABLE,CABLE TYPE MLFC,1Cx60 SQmm,6.6KV,Hanmi ENG/Korea | m | M30 | 153 | 153 | m | CABLE,6.6kV MLFC CABLE TYPE,1Cx60 SQmm,BLACK,CLASS 5,HANMI ENG/KOREA
ED | 4151 | Parts | Nguyễn Công Hùng | CABLE | A85000569 | 41510005016 | CABLE,Cu/XLPE/Fr-PVC,1Cx50 SQmm,SINGLE-CORE CABLE,6/10kV,BLACK,LSCABLE/VIETNAM | m | M30 | 56 | 56 | m | CABLE,6/10kV Cu/XLPE/Fr-PVC,1Cx50 SQmm,BLACK,LS CABLE/VIETNAM
ED | 4151 | Parts | Nguyễn Công Hùng | CABLE | A85000572 | 41510005017 | CABLE,CABLE,0.6/1kV XHHW/SIS,FLAME RETARDANT,1Cx16 SQmm,XLPE Insulation, CLASS 5,GREEN/YELLOW,DEAWON CABLE/KOREA | m | E31 | 987 | 987 | m | CABLE,0.6/1kV HF-XHHW/SIS,HALOGEN-FREE FLAME RETARDANT,1Cx16 SQmm,GREEN/YELLOW,CLASS 5,DAEWON CABLE/KOREA
ED | 4151 | Parts | Nguyễn Công Hùng | CABLE | A85000572 | 41510005017 | CABLE,CABLE,0.6/1kV XHHW/SIS,FLAME RETARDANT,1Cx16 SQmm,XLPE Insulation, CLASS 5,GREEN/YELLOW,DEAWON CABLE/KOREA | m | M30 | 167 | 167 | m | CABLE,0.6/1kV HF-XHHW/SIS,HALOGEN-FREE FLAME RETARDANT,1Cx16 SQmm,GREEN/YELLOW,CLASS 5,DAEWON CABLE/KOREA
ED | 4151 | Parts | Nguyễn Công Hùng | CABLE | A85000574 | 41510004996 | CABLE,CABLE,0.6/1kV XHHW/SIS,FLAME RETARDANT,1Cx25 SQmm,XLPE Insulation, CLASS 5,GREEN/YELLOW,DEAWON CABLE/KOREA | m | E31 | 496 | 496 | m | CABLE,0.6/1kV HF-XHHW/SIS,HALOGEN-FREE FLAME RETARDANT,1Cx25 SQmm,GREEN/YELLOW,CLASS 5,DAEWON CABLE/KOREA
ED | 4151 | Parts | Nguyễn Công Hùng | CABLE | A85000574 | 41510004996 | CABLE,CABLE,0.6/1kV XHHW/SIS,FLAME RETARDANT,1Cx25 SQmm,XLPE Insulation, CLASS 5,GREEN/YELLOW,DEAWON CABLE/KOREA | m | M30 | 800 | 800 | m | CABLE,0.6/1kV HF-XHHW/SIS,HALOGEN-FREE FLAME RETARDANT,1Cx25 SQmm,GREEN/YELLOW,CLASS 5,DAEWON CABLE/KOREA
ED | 4151 | Parts | Nguyễn Công Hùng | CABLE | A85000575 | 41510005018 | CABLE,CABLE,0.6/1kV XHHW/SIS,FLAME RETARDANT,1Cx35 SQmm,XLPE Insulation, CLASS 5,GREEN/YELLOW,DEAWON CABLE/KOREA | m | E31 | 19 | 19 | m | CABLE,0.6/1kV HF-XHHW/SIS,HALOGEN-FREE FLAME RETARDANT,1Cx35 SQmm,GREEN/YELLOW,CLASS 5,DAEWON CABLE/KOREA
ED | 4151 | Parts | Nguyễn Công Hùng | CABLE | A85000575 | 41510005018 | CABLE,CABLE,0.6/1kV XHHW/SIS,FLAME RETARDANT,1Cx35 SQmm,XLPE Insulation, CLASS 5,GREEN/YELLOW,DEAWON CABLE/KOREA | m | M30 | 176 | 176 | m | CABLE,0.6/1kV HF-XHHW/SIS,HALOGEN-FREE FLAME RETARDANT,1Cx35 SQmm,GREEN/YELLOW,CLASS 5,DAEWON CABLE/KOREA
ED | 4151 | Parts | Nguyễn Công Hùng | CABLE | A85000580 | 41510005019 | CABLE,Cu/XLPE/Fr-PVC,1Cx35SQmm,SINGLE-CORE CABLE,6/10kV,BLACK,LSCABLE/VIETNAM | m | M30 | 47 | 47 | m | CABLE,6/10kV Cu/XLPE/Fr-PVC,1Cx35 SQmm,BLACK,LS CABLE/VIETNAM
ED | 4151 | Parts | Nguyễn Công Hùng | CABLE | A85000594 | 41510005020 | CABLE,CABLE TYPE MLFC,1Cx22 SQmm,6.6KV,Hanmi ENG/Korea | m | M30 | 247 | 247 | m | CABLE,6.6kV MLFC CABLE TYPE,1Cx22 SQmm,BLACK,CLASS 5,HANMI ENG/KOREA
ED | 4151 | Parts | Nguyễn Công Hùng | CABLE | A85000614 | 41510005021 | CABLE,FLAME RETARDANT,1Cx50 SQmm,0.6/1kV Cu/H-PVC(HKIV),CLASS 5,GREEN/YELLOW,COSMOLINK/VIETNAM | m | M30 | 372 | 372 | m | CABLE,0.6/1kV Cu/FR-HPVC,HKIV(Heat Resistant PVC),1Cx50 SQmm,GREEN/YELLOW,CLASS 5,COSMOLINK VINA/VIETNAM
ED | 4151 | Parts | Nguyễn Công Hùng | CABLE | A85000635 | 41510005022 | CABLE,0.6/1kV CU/FR-PVC (FR-GV),1Cx95 SQmm,GREEN&YELLOW,SH VINA CABLE | m | M30 | 121 | 121 | m | CABLE,0.6/1kV Cu/FR-PVC(FR-GV),1Cx95 SQmm,GREEN/YELLOW,CLASS 5,COSMOLINK VINA/VIETNAM
ED | 4151 | Parts | Nguyễn Công Hùng | CABLE | A85000642 | 41510004996 | CABLE,CABLE,0.6/1kV XHHW/SIS,FLAME RETARDANT,1Cx25 SQmm,XLPE Insulation, CLASS 5,GREEN/YELLOW,DAEWON CABLE/KOREA | m | M30 | 10 | 10 | m | CABLE,0.6/1kV HF-XHHW/SIS,HALOGEN-FREE FLAME RETARDANT,1Cx25 SQmm,GREEN/YELLOW,CLASS 5,DAEWON CABLE/KOREA
ED | 4151 | Parts | Nguyễn Công Hùng | CABLE | A85000650 | 41510005023 | CABLE,Cu/PVC/PVC(VCT),TCVN 6610/IEC 60227,4Cx1.5 SQmm,0.6/1KV,BLACK,COSMOLINK/VIETNAM | m | M30 | 140 | 140 | m | CABLE,0.6/1kV Cu/PVC/PVC(VCT),4Cx1.5 SQmm,BLACK,CLASS 5,COSMOLINK VINA/VIETNAM
ED | 4151 | Parts | Nguyễn Công Hùng | CABLE | A85000653 | 41510005024 | CABLE,CABLE,450/750V XHHW/SIS,FLAME RETARDANT,1Cx50 SQmm,class 5,GREEN COLOR,LSCABLE/KOREA | m | M30 | 491 | 491 | m | CABLE,450/750V XHHW/SIS,FLAME RETARDANT,1Cx50 SQmm,GREEN,CLASS 5,LS CABLE/KOREA
ED | 4151 | Parts | Nguyễn Công Hùng | CABLE | A85000654 | 41510005002 | CABLE,CABLE,450/750V XHHW/SIS,FLAME RETARDANT,1Cx25 SQmm,class 5,GREEN COLOR,LSCABLE/KOREA | m | M30 | 61 | 61 | #N/A | #N/A
ED | 4151 | Parts | Nguyễn Công Hùng | CABLE | A85000655 | 41510005025 | CABLE,FLAME RETARDANT,1Cx25 SQmm,0.6/1kV Cu/H-PVC(HKIV),CLASS 5,GREEN,COSMOLINK/VIETNAM | m | M30 | 212 | 212 | m | CABLE,0.6/1kV Cu/FR-HPVC,HKIV(Heat Resistant PVC),1Cx25 SQmm,GREEN,CLASS 5,COSMOLINK VINA/VIETNAM
ED | 4151 | Parts | Nguyễn Công Hùng | CABLE | A85000658 | 41510005026 | CABLE,FLAME RETARDANT,1Cx120 SQmm,0.6/1kV Cu/H-PVC(HKIV),CLASS 5,GREEN,COSMOLINK/VIETNAM | m | M30 | 130 | 130 | m | CABLE,0.6/1kV Cu/FR-HPVC,HKIV(Heat Resistant PVC),1Cx120 SQmm,GREEN,CLASS 5,COSMOLINK VINA/VIETNAM
ED | 4151 | Parts | Nguyễn Công Hùng | CABLE | A85000660 | 41510004999 | CABLE,CABLE,0.6/1kV HF-XHHW/SIS,FLAME RETARDANT,1Cx25 SQmm,XLPE Insulation, CLASS 5,BLACK,DAEWON CABLE/KOREA | m | E31 | 138 | 138 | m | CABLE,0.6/1kV HF-XHHW/SIS,HALOGEN-FREE FLAME RETARDANT,1Cx25 SQmm,BLACK,CLASS 5,DAEWON CABLE/KOREA
ED | 4151 | Parts | Nguyễn Công Hùng | CABLE | A85000662 | 41510004998 | CABLE,CABLE,0.6/1kV HF-XHHW/SIS,FLAME RETARDANT,1Cx16 SQmm,XLPE Insulation, CLASS 5,BLACK,DAEWON CABLE/KOREA | m | E31 | 269 | 269 | m | CABLE,0.6/1kV HF-XHHW/SIS,HALOGEN-FREE FLAME RETARDANT,1Cx16 SQmm,BLACK,CLASS 5,DAEWON CABLE/KOREA
ED | 4151 | Parts | Nguyễn Công Hùng | CABLE | A85000662 | 41510004998 | CABLE,CABLE,0.6/1kV HF-XHHW/SIS,FLAME RETARDANT,1Cx16 SQmm,XLPE Insulation, CLASS 5,BLACK,DAEWON CABLE/KOREA | m | M10 | 10 | 10 | m | CABLE,0.6/1kV HF-XHHW/SIS,HALOGEN-FREE FLAME RETARDANT,1Cx16 SQmm,BLACK,CLASS 5,DAEWON CABLE/KOREA
ED | 4151 | Parts | Nguyễn Công Hùng | CABLE | A85000664 | 41510005001 | CABLE,CABLE,0.6/1kV HF-XHHW/SIS,FLAME RETARDANT,1Cx50 SQmm,XLPE Insulation, CLASS 5,BLACK,DAEWON CABLE/KOREA | m | E31 | 105 | 105 | m | CABLE,0.6/1kV HF-XHHW/SIS,HALOGEN-FREE FLAME RETARDANT,1Cx50 SQmm,BLACK,CLASS 5,DAEWON CABLE/KOREA
ED | 4151 | Parts | Nguyễn Công Hùng | CABLE | A85000665 | 41510005006 | CABLE,CABLE,0.6/1kV HF-XHHW/SIS,FLAME RETARDANT,1Cx95 SQmm,XLPE Insulation, CLASS 5,BLACK,DAEWON CABLE/KOREA | m | E31 | 290 | 290 | m | CABLE,0.6/1kV HF-XHHW/SIS,HALOGEN-FREE FLAME RETARDANT,1Cx95 SQmm,BLACK,CLASS 5,DAEWON CABLE/KOREA
ED | 4151 | Parts | Nguyễn Công Hùng | CABLE | A85000666 | 41510004996 | CABLE,CABLE,0.6/1kV HF-XHHW/SIS,FLAME RETARDANT,1Cx25 SQmm,XLPE Insulation, CLASS 5,GREEN/YELLOW,DAEWON CABLE/KOREA | m | E31 | 707.3 | 707.3 | m | CABLE,0.6/1kV HF-XHHW/SIS,HALOGEN-FREE FLAME RETARDANT,1Cx25 SQmm,GREEN/YELLOW,CLASS 5,DAEWON CABLE/KOREA
ED | 4151 | Parts | Nguyễn Công Hùng | CABLE | A85000673 | 41510004981 | CABLE,KIV CABLE,1Cx50 SQmm,SINGLE-CORE CABLE,450/750V,BLACK,COSMOLINK/VIETNAM | m | M30 | 275 | 275 | m | CABLE,450/750V-Cu/PVC,KIV,1Cx50 SQmm,BLACK,CLASS 5,COSMOLINK VINA/VIETNAM
ED | 4151 | Parts | Nguyễn Công Hùng | CABLE | A85000674 | 41510004978 | CABLE,KIV CABLE,1Cx16 SQmm,SINGLE-CORE CABLE,450/750V,BLACK,COSMOLINK/VIETNAM | m | M10 | 70 | 70 | m | CABLE,450/750V-Cu/PVC,KIV,1Cx16 SQmm,BLACK,CLASS 5,COSMOLINK VINA/VIETNAM
ED | 4151 | Parts | Nguyễn Công Hùng | CABLE | A85000674 | 41510004978 | CABLE,KIV CABLE,1Cx16 SQmm,SINGLE-CORE CABLE,450/750V,BLACK,COSMOLINK/VIETNAM | m | M30 | 759 | 759 | m | CABLE,450/750V-Cu/PVC,KIV,1Cx16 SQmm,BLACK,CLASS 5,COSMOLINK VINA/VIETNAM
ED | 4151 | Parts | Nguyễn Công Hùng | CABLE | A85000675 | 41510004999 | CABLE,CABLE,0.6/1kV XHHW/SIS,FLAME RETARDANT,1Cx25 SQmm,XLPE Insulation, CLASS 5,BLACK,DAEWON CABLE/KOREA | m | M10 | 340 | 340 | m | CABLE,0.6/1kV HF-XHHW/SIS,HALOGEN-FREE FLAME RETARDANT,1Cx25 SQmm,BLACK,CLASS 5,DAEWON CABLE/KOREA
ED | 4151 | Parts | Nguyễn Công Hùng | CABLE | A85000675 | 41510004999 | CABLE,CABLE,0.6/1kV XHHW/SIS,FLAME RETARDANT,1Cx25 SQmm,XLPE Insulation, CLASS 5,BLACK,DAEWON CABLE/KOREA | m | M30 | 290 | 290 | m | CABLE,0.6/1kV HF-XHHW/SIS,HALOGEN-FREE FLAME RETARDANT,1Cx25 SQmm,BLACK,CLASS 5,DAEWON CABLE/KOREA
ED | 4151 | Parts | Nguyễn Công Hùng | CABLE | A85000676 | 41510005027 | CABLE,CABLE,0.6/1kV HF-XHHW/SIS,FLAME RETARDANT,1Cx10 SQmm,XLPE Insulation, CLASS 5,GREEN/YELLOW,DAEWON CABLE/KOREA | m | M10 | 100 | 100 | #N/A | #N/A
ED | 4151 | Parts | Nguyễn Công Hùng | CABLE | A85000677 | 41510005028 | CABLE,KIV CABLE,1Cx95 SQmm,MULTI-CORE CABLES,450/750V,GREEN/YELLOW,COSMOLINK/VIETNAM | m | M30 | 100 | 100 | m | CABLE,450/750V-Cu/PVC,KIV,1Cx95 SQmm,GREEN/YELLOW,CLASS 5,COSMOLINK VINA/VIETNAM
ED | 4151 | Parts | Nguyễn Công Hùng | CABLE | A85000678 | 41510004992 | CABLE,KIV CABLE,1Cx25 SQmm,MULTI-CORE CABLES,450/750V,GREEN&YELLOW,COSMOLINK/VIETNAM | m | M10 | 100 | 100 | m | CABLE,450/750V-Cu/PVC,KIV,1Cx25 SQmm,GREEN/YELLOW,CLASS 5,COSMOLINK VINA/VIETNAM
ED | 4151 | Parts | Nguyễn Công Hùng | CABLE | A85000678 | 41510004992 | CABLE,KIV CABLE,1Cx25 SQmm,MULTI-CORE CABLES,450/750V,GREEN&YELLOW,COSMOLINK/VIETNAM | m | M30 | 31 | 31 | m | CABLE,450/750V-Cu/PVC,KIV,1Cx25 SQmm,GREEN/YELLOW,CLASS 5,COSMOLINK VINA/VIETNAM
ED | 4151 | Parts | Nguyễn Công Hùng | CABLE | A85000679 | 41510004983 | CABLE,KIV CABLE,1Cx95 SQmm,MULTI-CORE CABLES,450/750V,BLACK,COSMOLINK/VIETNAM | m | M10 | 100 | 100 | m | CABLE,450/750V-Cu/PVC,KIV,1Cx95 SQmm,BLACK,CLASS 5,COSMOLINK VINA/VIETNAM
ED | 4151 | Parts | Nguyễn Công Hùng | CABLE | A85000679 | 41510004983 | CABLE,KIV CABLE,1Cx95 SQmm,MULTI-CORE CABLES,450/750V,BLACK,COSMOLINK/VIETNAM | m | M30 | 183 | 183 | m | CABLE,450/750V-Cu/PVC,KIV,1Cx95 SQmm,BLACK,CLASS 5,COSMOLINK VINA/VIETNAM
ED | 4151 | Parts | Nguyễn Công Hùng | CABLE | A85000695 | 41510005029 | CABLE,CABLE,0.6/1kV XHHW/SIS,HALOGEN-FREE FLAME RETARDANT,1Cx25 SQmm,FR-XLPE Insulation,CLASS 5,GREEN/YELLOW,GAON/KOREA | m | E31 | 2367 | 2367 | m | CABLE,0.6/1kV HF-XHHW/SIS,HALOGEN-FREE FLAME RETARDANT,1Cx25 SQmm,GREEN/YELLOW,CLASS 5,GAON CABLE/KOREA
ED | 4151 | Parts | Nguyễn Công Hùng | CABLE | A85000696 | 41510005003 | CABLE,CABLE TYPE TFR-CV,1Cx35 SQmm,6/10kV,BLACK,GAON/KOREA | m | E31 | 60 | 60 | m | CABLE,6/10kV TFR-CV CABLE TYPE,1Cx35 SQmm,BLACK,CLASS 5,GAON CABLE/KOREA
ED | 4151 | Parts | Nguyễn Công Hùng | CABLE | A85000697 | 41510005030 | CABLE,CABLE,0.6/1kV XHHW/SIS,HALOGEN-FREE FLAME RETARDANT,1Cx120 SQmm,FR-XLPE Insulation,CLASS 5,GREEN/YELLOW,GAON/KOREA | m | E31 | 2000 | 2000 | m | CABLE,0.6/1kV HF-XHHW/SIS,HALOGEN-FREE FLAME RETARDANT,1Cx120 SQmm,GREEN/YELLOW,CLASS 5,GAON CABLE/KOREA
ED | 4151 | Parts | Nguyễn Công Hùng | CABLE | A85000698 | 41510005031 | CABLE,KIV CABLE,1Cx35 SQmm,MULTI-CORE CABLES,450/750V,GREEN,COSMOLINK/VIETNAM | m | M30 | 97 | 97 | m | CABLE,450/750V-Cu/PVC,KIV,1Cx35 SQmm,GREEN,CLASS 5,COSMOLINK VINA/VIETNAM
ED | 4151 | Parts | Nguyễn Công Hùng | CABLE | A85000699 | 41510005032 | CABLE,KIV CABLE,1Cx70 SQmm,SINGLE-CORE CABLE,450/750V,GREEN,COSMOLINK/VIETNAM | m | M30 | 85 | 85 | m | CABLE,450/750V-Cu/PVC,KIV,1Cx70 SQmm,GREEN,CLASS 5,COSMOLINK VINA/VIETNAM
ED | 4151 | Parts | Nguyễn Công Hùng | CABLE | A85000700 | 41510005033 | CABLE,KIV CABLE,1Cx25 SQmm,MULTI-CORE CABLES,450/750V,GREEN,COSMOLINK/VIETNAM | m | M30 | 15 | 15 | m | CABLE,450/750V-Cu/PVC,KIV,1Cx25 SQmm,GREEN,CLASS 5,COSMOLINK VINA/VIETNAM
ED | 4151 | Parts | Nguyễn Công Hùng | CABLE | A85000701 | 41510005034 | CABLE,KIV CABLE,1Cx16 SQmm,MULTI-CORE CABLES,450/750V,GREEN,COSMOLINK/VIETNAM | m | M30 | 89 | 89 | m | CABLE,450/750V-Cu/PVC,KIV,1Cx16 SQmm,GREEN,CLASS 5,COSMOLINK VINA/VIETNAM
ED | 4151 | Parts | Nguyễn Công Hùng | CABLE | A85000702 | 41510004979 | CABLE,KIV CABLE,1Cx25 SQmm,MULTI-CORE CABLES,450/750V,BLACK,COSMOLINK/VIETNAM | m | M10 | 100 | 100 | m | CABLE,450/750V-Cu/PVC,KIV,1Cx25 SQmm,BLACK,CLASS 5,COSMOLINK VINA/VIETNAM
ED | 4151 | Parts | Nguyễn Công Hùng | CABLE | A85000702 | 41510004979 | CABLE,KIV CABLE,1Cx25 SQmm,MULTI-CORE CABLES,450/750V,BLACK,COSMOLINK/VIETNAM | m | M30 | 65 | 65 | m | CABLE,450/750V-Cu/PVC,KIV,1Cx25 SQmm,BLACK,CLASS 5,COSMOLINK VINA/VIETNAM
ED | 4151 | Parts | Nguyễn Công Hùng | CABLE | A85000703 | 41510004980 | CABLE,KIV CABLE,1Cx35 SQmm,MULTI-CORE CABLES,450/750V,BLACK,COSMOLINK/VIETNAM | m | M30 | 10 | 10 | m | CABLE,450/750V-Cu/PVC,KIV,1Cx35 SQmm,BLACK,CLASS 5,COSMOLINK VINA/VIETNAM
ED | 4151 | Parts | Nguyễn Công Hùng | CABLE | A85000704 | 41510004982 | CABLE,KIV CABLE,1Cx70 SQmm,SINGLE-CORE CABLE,450/750V,BLACK,COSMOLINK/VIETNAM | m | M10 | 100 | 100 | m | CABLE,450/750V-Cu/PVC,KIV,1Cx70 SQmm,BLACK,CLASS 5,COSMOLINK VINA/VIETNAM
ED | 4151 | Parts | Nguyễn Công Hùng | CABLE | A85000704 | 41510004982 | CABLE,KIV CABLE,1Cx70 SQmm,SINGLE-CORE CABLE,450/750V,BLACK,COSMOLINK/VIETNAM | m | M30 | 25 | 25 | m | CABLE,450/750V-Cu/PVC,KIV,1Cx70 SQmm,BLACK,CLASS 5,COSMOLINK VINA/VIETNAM
ED | 4156 | Parts | Nguyễn Công Hùng | WIRE | A85100001 | 41564250140 | WIRE,KIV CABLE,1Cx1.5 SQmm,450/750 V-Cu/PVC TCVN 6610/IEC 60227,RED,SH CABLE/VIET NAM | m | M30 | 2819 | 2819 | m | WIRE,450/750V-Cu/PVC,KIV,1Cx1.5 SQmm,RED,CLASS 5,COSMOLINK VINA/VIETNAM
ED | 4156 | Parts | Nguyễn Công Hùng | WIRE | A85100003 | 41564250141 | WIRE,KIV CABLE,1Cx1.5 SQmm,450/750 V-Cu/PVC TCVN 6610/IEC 60227,GREEN,SH CABLE/VIET NAM | m | M30 | 97 | 97 | m | WIRE,450/750V-Cu/PVC,KIV,1Cx1.5 SQmm,GREEN,CLASS 5,COSMOLINK VINA/VIETNAM
ED | 4156 | Parts | Nguyễn Công Hùng | WIRE | A85100005 | 41564250107 | WIRE,KIV CABLE,1Cx1.5 SQmm,450/750 V-Cu/PVC TCVN 6610/IEC 60227,BLACK,SH CABLE/VIET NAM | m | M30 | 2650 | 2650 | m | WIRE,450/750V-Cu/PVC,KIV,1Cx1.5 SQmm,BLACK,CLASS 5,COSMOLINK VINA/VIETNAM
ED | 4156 | Parts | Nguyễn Công Hùng | WIRE | A85100006 | 41564250108 | WIRE,KIV CABLE,1Cx1.5 SQmm,450/750 V-Cu/PVC TCVN 6610/IEC 60227,GRAY,SH CABLE/VIET NAM | m | M30 | 357 | 357 | m | WIRE,450/750V-Cu/PVC,KIV,1Cx1.5 SQmm,GRAY,CLASS 5,COSMOLINK VINA/VIETNAM
ED | 4156 | Parts | Nguyễn Công Hùng | WIRE | A85100007 | 41564250119 | WIRE,KIV CABLE,1Cx4.0 SQmm,450/750 V-Cu/PVC TCVN 6610/IEC 60227,RED,SH CABLE/VIET NAM | m | M30 | 2941 | 2941 | m | WIRE,450/750V-Cu/PVC,KIV,1Cx4.0 SQmm,RED,CLASS 5,COSMOLINK VINA/VIETNAM
ED | 4156 | Parts | Nguyễn Công Hùng | WIRE | A85100008 | 41564250120 | WIRE,KIV CABLE,1Cx4.0 SQmm,450/750 V-Cu/PVC TCVN 6610/IEC 60227,YELLOW,SH CABLE/VIET NAM | m | M30 | 261 | 261 | m | WIRE,450/750V-Cu/PVC,KIV,1Cx4.0 SQmm,YELLOW,CLASS 5,COSMOLINK VINA/VIETNAM
ED | 4156 | Parts | Nguyễn Công Hùng | WIRE | A85100009 | 41564250142 | WIRE,KIV CABLE,1Cx4.0 SQmm,450/750 V-Cu/PVC TCVN 6610/IEC 60227,GREEN,SH CABLE/VIET NAM | m | M30 | 100 | 100 | m | WIRE,450/750V-Cu/PVC,KIV,1Cx4.0 SQmm,GREEN,CLASS 5,COSMOLINK VINA/VIETNAM
ED | 4156 | Parts | Nguyễn Công Hùng | WIRE | A85100010 | 41564250117 | WIRE,KIV CABLE,1Cx4.0 SQmm,450/750 V-Cu/PVC TCVN 6610/IEC 60227,BLUE COLOR,SH CABLE/VIET NAM | m | M30 | 2341 | 2341 | m | WIRE,450/750V-Cu/PVC,KIV,1Cx4.0 SQmm,BLUE,CLASS 5,COSMOLINK VINA/VIETNAM
ED | 4156 | Parts | Nguyễn Công Hùng | WIRE | A85100011 | 41564250116 | WIRE,KIV CABLE,1Cx4.0 SQmm,450/750 V-Cu/PVC TCVN 6610/IEC 60227,BLACK COLOR,SH CABLE/VIET NAM | m | M30 | 4221 | 4221 | m | WIRE,450/750V-Cu/PVC,KIV,1Cx4.0 SQmm,BLACK,CLASS 5,COSMOLINK VINA/VIETNAM
ED | 4156 | Parts | Nguyễn Công Hùng | WIRE | A85100012 | 41564250118 | WIRE,KIV CABLE,1Cx4.0 SQmm,450/750 V-Cu/PVC TCVN 6610/IEC 60227,GRAY,SH CABLE/VIET NAM | m | M30 | 9500 | 9500 | m | WIRE,450/750V-Cu/PVC,KIV,1Cx4.0 SQmm,GRAY,CLASS 5,COSMOLINK VINA/VIETNAM
ED | 4156 | Parts | Nguyễn Công Hùng | WIRE | A85100014 | 41564250020 | WIRE,KIV CABLE,1Cx6.0 SQmm,450/750 V-Cu/PVC TCVN 6610/IEC 60227,BLACK,SH CABLE/VIET NAM | m | M30 | 778 | 778 | m | WIRE,450/750V-Cu/PVC,KIV,1Cx6.0 SQmm,BLACK,CLASS 5,COSMOLINK VINA/VIETNAM
ED | 4156 | Parts | Nguyễn Công Hùng | WIRE | A85100018 | 41564250113 | WIRE,KIV CABLE,1Cx2.5 SQmm,450/750 V-Cu/PVC TCVN 6610/IEC 60227,RED COLOR,COSMOLINK/VIETNAM | m | M30 | 4419 | 4419 | m | WIRE,450/750V-Cu/PVC,KIV,1Cx2.5 SQmm,RED,CLASS 5,COSMOLINK VINA/VIETNAM
ED | 4156 | Parts | Nguyễn Công Hùng | WIRE | A85100030 | 41564250061 | WIRE,CABLE,450/750V XHHW/SIS,FLAME RETARDANT,1Cx4.0 SQmm,CLASS 5,YELLOW,LSCABLE/KOREA | m | M30 | 738 | 738 | m | WIRE,450/750V XHHW/SIS,FLAME RETARDANT,1Cx4.0 SQmm,YELLOW,CLASS 5,LS CABLE/KOREA
ED | 4156 | Parts | Nguyễn Công Hùng | WIRE | A85100030 | 41564250061 | WIRE,CABLE,450/750V XHHW/SIS,FLAME RETARDANT,1Cx4.0 SQmm,CLASS 5,YELLOW,LSCABLE/KOREA | m | V10 | 100 | 100 | m | WIRE,450/750V XHHW/SIS,FLAME RETARDANT,1Cx4.0 SQmm,YELLOW,CLASS 5,LS CABLE/KOREA
ED | 4156 | Parts | Nguyễn Công Hùng | WIRE | A85100031 | 41564250065 | WIRE,CABLE,450/750V XHHW/SIS,FLAME RETARDANT,1Cx4.0 SQmm,BLUE,LSCABLE/KOREA | m | M30 | 2794 | 2794 | m | WIRE,450/750V XHHW/SIS,FLAME RETARDANT,1Cx4.0 SQmm,BLUE,CLASS 5,LS CABLE/KOREA
ED | 4156 | Parts | Nguyễn Công Hùng | WIRE | A85100032 | 41564250062 | WIRE,CABLE,450/750V XHHW/SIS,FLAME RETARDANT,1Cx4.0 SQmm,CLASS 5,BLACK,LSCABLE/KOREA | m | E31 | 1744 | 1744 | m | WIRE,450/750V XHHW/SIS,FLAME RETARDANT,1Cx4.0 SQmm,BLACK,CLASS 5,LS CABLE/KOREA
ED | 4156 | Parts | Nguyễn Công Hùng | WIRE | A85100032 | 41564250062 | WIRE,CABLE,450/750V XHHW/SIS,FLAME RETARDANT,1Cx4.0 SQmm,CLASS 5,BLACK,LSCABLE/KOREA | m | M30 | 2534 | 2534 | m | WIRE,450/750V XHHW/SIS,FLAME RETARDANT,1Cx4.0 SQmm,BLACK,CLASS 5,LS CABLE/KOREA
ED | 4156 | Parts | Nguyễn Công Hùng | WIRE | A85100032 | 41564250062 | WIRE,CABLE,450/750V XHHW/SIS,FLAME RETARDANT,1Cx4.0 SQmm,CLASS 5,BLACK,LSCABLE/KOREA | m | V10 | 150 | 150 | m | WIRE,450/750V XHHW/SIS,FLAME RETARDANT,1Cx4.0 SQmm,BLACK,CLASS 5,LS CABLE/KOREA
ED | 4156 | Parts | Nguyễn Công Hùng | WIRE | A85100034 | 41564250054 | WIRE,CABLE,450/750V XHHW/SIS,FLAME RETARDANT,1Cx2.5 SQmm,CLASS 5,GRAY,LSCABLE/KOREA | m | M30 | 20635 | 20635 | m | WIRE,450/750V XHHW/SIS,FLAME RETARDANT,1Cx2.5 SQmm,GRAY,CLASS 5,LS CABLE/KOREA
ED | 4156 | Parts | Nguyễn Công Hùng | WIRE | A85100034 | 41564250054 | WIRE,CABLE,450/750V XHHW/SIS,FLAME RETARDANT,1Cx2.5 SQmm,CLASS 5,GRAY,LSCABLE/KOREA | m | V10 | 200 | 200 | m | WIRE,450/750V XHHW/SIS,FLAME RETARDANT,1Cx2.5 SQmm,GRAY,CLASS 5,LS CABLE/KOREA
ED | 4156 | Parts | Nguyễn Công Hùng | WIRE | A85100035 | 41564250052 | WIRE,CABLE,450/750V XHHW/SIS,FLAME RETARDANT,1Cx2.5 SQmm,CLASS 5,YELLOW,LSCABLE/KOREA | m | E31 | 90 | 90 | m | WIRE,450/750V XHHW/SIS,FLAME RETARDANT,1Cx2.5 SQmm,YELLOW,CLASS 5,LS CABLE/KOREA
ED | 4156 | Parts | Nguyễn Công Hùng | WIRE | A85100035 | 41564250052 | WIRE,CABLE,450/750V XHHW/SIS,FLAME RETARDANT,1Cx2.5 SQmm,CLASS 5,YELLOW,LSCABLE/KOREA | m | M30 | 715 | 715 | m | WIRE,450/750V XHHW/SIS,FLAME RETARDANT,1Cx2.5 SQmm,YELLOW,CLASS 5,LS CABLE/KOREA
ED | 4156 | Parts | Nguyễn Công Hùng | WIRE | A85100036 | 41564250056 | WIRE,CABLE,450/750V XHHW/SIS,FLAME RETARDANT,1Cx2.5 SQmm,BLUE COLOR,LS CABLE/KOREA | m | M30 | 560 | 560 | m | WIRE,450/750V XHHW/SIS,FLAME RETARDANT,1Cx2.5 SQmm,BLUE,CLASS 5,LS CABLE/KOREA
ED | 4156 | Parts | Nguyễn Công Hùng | WIRE | A85100184 | 41564250144 | WIRE,KIV CABLE,1Cx2.5 SQmm,450/750 V-Cu/PVC TCVN 6610/IEC 60227,GREEN COLOR,SH CABLE/VIET NAM | m | M30 | 550 | 550 | m | WIRE,450/750V-Cu/PVC,KIV,1Cx2.5 SQmm,GREEN,CLASS 5,COSMOLINK VINA/VIETNAM
ED | 4156 | Parts | Nguyễn Công Hùng | WIRE | A85100187 | 41564250114 | WIRE,KIV CABLE,1Cx2.5 SQmm,450/750 V-Cu/PVC TCVN 6610/IEC 60227,YELLOW COLOR,COSMOLINK/VIETNAM | m | M30 | 4928 | 4928 | m | WIRE,450/750V-Cu/PVC,KIV,1Cx2.5 SQmm,YELLOW,CLASS 5,COSMOLINK VINA/VIETNAM
ED | 4156 | Parts | Nguyễn Công Hùng | WIRE | A85100188 | 41564250111 | WIRE,KIV CABLE,1Cx2.5 SQmm,450/750 V-Cu/PVC TCVN 6610/IEC 60227,BLUE COLOR,COSMOLINK/VIETNAM | m | M30 | 3122 | 3122 | m | WIRE,450/750V-Cu/PVC,KIV,1Cx2.5 SQmm,BLUE,CLASS 5,COSMOLINK VINA/VIETNAM
ED | 4156 | Parts | Nguyễn Công Hùng | WIRE | A85100190 | 41564250115 | WIRE,KIV CABLE,1Cx2.5 SQmm,450/750 V-Cu/PVC TCVN 6610/IEC 60227,GREEN/YELLOW,COSMOLINK/VIETNAM | m | M10 | 250 | 250 | m | WIRE,450/750V-Cu/PVC,KIV,1Cx2.5 SQmm,GREEN/YELLOW,CLASS 5,COSMOLINK VINA/VIETNAM
ED | 4156 | Parts | Nguyễn Công Hùng | WIRE | A85100190 | 41564250115 | WIRE,KIV CABLE,1Cx2.5 SQmm,450/750 V-Cu/PVC TCVN 6610/IEC 60227,GREEN/YELLOW,COSMOLINK/VIETNAM | m | M30 | 3510 | 3510 | m | WIRE,450/750V-Cu/PVC,KIV,1Cx2.5 SQmm,GREEN/YELLOW,CLASS 5,COSMOLINK VINA/VIETNAM
ED | 4156 | Parts | Nguyễn Công Hùng | WIRE | A85100193 | 41564250110 | WIRE,KIV CABLE,1Cx2.5 SQmm,450/750 V-Cu/PVC TCVN 6610/IEC 60227,BLACK COLOR,COSMOLINK/VIETNAM | m | M10 | 300 | 300 | m | WIRE,450/750V-Cu/PVC,KIV,1Cx2.5 SQmm,BLACK,CLASS 5,COSMOLINK VINA/VIETNAM
ED | 4156 | Parts | Nguyễn Công Hùng | WIRE | A85100193 | 41564250110 | WIRE,KIV CABLE,1Cx2.5 SQmm,450/750 V-Cu/PVC TCVN 6610/IEC 60227,BLACK COLOR,COSMOLINK/VIETNAM | m | M30 | 4578 | 4578 | m | WIRE,450/750V-Cu/PVC,KIV,1Cx2.5 SQmm,BLACK,CLASS 5,COSMOLINK VINA/VIETNAM
ED | 4156 | Parts | Nguyễn Công Hùng | WIRE | A85100194 | 41564250055 | WIRE,CABLE,450/750V XHHW/SIS,FLAME RETARDANT,1Cx2.5 SQmm,CLASS 5,RED,LSCABLE/KOREA | m | M30 | 438 | 438 | m | WIRE,450/750V XHHW/SIS,FLAME RETARDANT,1Cx2.5 SQmm,RED,CLASS 5,LS CABLE/KOREA
ED | 4156 | Parts | Nguyễn Công Hùng | WIRE | A85100219 | 41564250045 | WIRE,CABLE,450/750V XHHW/SIS,FLAME RETARDANT,1Cx1.5 SQmm,GRAY,LSCABLE/KOREA | m | M30 | 720 | 720 | m | WIRE,450/750V XHHW/SIS,FLAME RETARDANT,1Cx1.5 SQmm,GRAY,CLASS 5,LS CABLE/KOREA
ED | 4156 | Parts | Nguyễn Công Hùng | WIRE | A85100220 | 41564250048 | WIRE,CABLE,450/750V XHHW/SIS,FLAME RETARDANT,1Cx1.5 SQmm,RED,LSCABLE/KOREA | m | M30 | 3620 | 3620 | m | WIRE,450/750V XHHW/SIS,FLAME RETARDANT,1Cx1.5 SQmm,RED,CLASS 5,LS CABLE/KOREA
ED | 4156 | Parts | Nguyễn Công Hùng | WIRE | A85100222 | 41564250046 | WIRE,CABLE,450/750V XHHW/SIS,FLAME RETARDANT,1Cx1.5 SQmm,BLUE,LSCABLE/KOREA | m | E31 | 11834 | 11834 | m | WIRE,450/750V XHHW/SIS,FLAME RETARDANT,1Cx1.5 SQmm,BLUE,CLASS 5,LS CABLE/KOREA
ED | 4156 | Parts | Nguyễn Công Hùng | WIRE | A85100222 | 41564250046 | WIRE,CABLE,450/750V XHHW/SIS,FLAME RETARDANT,1Cx1.5 SQmm,BLUE,LSCABLE/KOREA | m | V10 | 1400 | 1400 | m | WIRE,450/750V XHHW/SIS,FLAME RETARDANT,1Cx1.5 SQmm,BLUE,CLASS 5,LS CABLE/KOREA
ED | 4156 | Parts | Nguyễn Công Hùng | WIRE | A85100223 | 41564250044 | WIRE,CABLE,450/750V XHHW/SIS,FLAME RETARDANT,1Cx1.5 SQmm,BLACK,LSCABLE/KOREA | m | M30 | 1365 | 1365 | m | WIRE,450/750V XHHW/SIS,FLAME RETARDANT,1Cx1.5 SQmm,BLACK,CLASS 5,LS CABLE/KOREA
ED | 4156 | Parts | Nguyễn Công Hùng | WIRE | A85100227 | 41564250131 | WIRE,CABLE,450/750V XHHW/SIS,FLAME RETARDANT,1x6.0 SQmm,BLACK,LSCABLE/KOREA | m | M30 | 231 | 231 | #N/A | #N/A
ED | 4156 | Parts | Nguyễn Công Hùng | WIRE | A85100246 | 41564250112 | WIRE,KIV CABLE,1Cx2.5 SQmm,450/750 V-Cu/PVC TCVN 6610/IEC 60227,GRAY,COSMOLINK/VIETNAM | m | M10 | 100 | 100 | m | WIRE,450/750V-Cu/PVC,KIV,1Cx2.5 SQmm,GRAY,CLASS 5,COSMOLINK VINA/VIETNAM
ED | 4156 | Parts | Nguyễn Công Hùng | WIRE | A85100246 | 41564250112 | WIRE,KIV CABLE,1Cx2.5 SQmm,450/750 V-Cu/PVC TCVN 6610/IEC 60227,GRAY,COSMOLINK/VIETNAM | m | M30 | 12200 | 12200 | m | WIRE,450/750V-Cu/PVC,KIV,1Cx2.5 SQmm,GRAY,CLASS 5,COSMOLINK VINA/VIETNAM
ED | 4156 | Parts | Nguyễn Công Hùng | WIRE | A85100247 | 41564250144 | WIRE,KIV CABLE,1Cx2.5 SQmm,450/750 V-Cu/PVC TCVN 6610/IEC 60227,GREEN,COSMOLINK/VIETNAM | lot | M30 | 800 | 800 | m | WIRE,450/750V-Cu/PVC,KIV,1Cx2.5 SQmm,GREEN,CLASS 5,COSMOLINK VINA/VIETNAM
ED | 4156 | Parts | Nguyễn Công Hùng | WIRE | A85100253 | 41564250069 | WIRE,CABLE,450/750V XHHW/SIS,FLAME RETARDANT,1x6.0 SQmm,GREEN/YELLOW,LSCABLE/KOREA | m | E31 | 158 | 158 | m | WIRE,450/750V XHHW/SIS,FLAME RETARDANT,1Cx6.0 SQmm,GREEN/YELLOW,CLASS 5,LS CABLE/KOREA
ED | 4156 | Parts | Nguyễn Công Hùng | WIRE | A85100253 | 41564250069 | WIRE,CABLE,450/750V XHHW/SIS,FLAME RETARDANT,1x6.0 SQmm,GREEN/YELLOW,LSCABLE/KOREA | m | M30 | 460 | 460 | m | WIRE,450/750V XHHW/SIS,FLAME RETARDANT,1Cx6.0 SQmm,GREEN/YELLOW,CLASS 5,LS CABLE/KOREA
ED | 4156 | Parts | Nguyễn Công Hùng | WIRE | A85100258 | 41564250064 | WIRE,CABLE,450/750V XHHW/SIS,FLAME RETARDANT,1Cx4.0 SQmm,RED,LSCABLE/KOREA | m | M30 | 3400 | 3400 | m | WIRE,450/750V XHHW/SIS,FLAME RETARDANT,1Cx4.0 SQmm,RED,CLASS 5,LS CABLE/KOREA
ED | 4156 | Parts | Nguyễn Công Hùng | WIRE | A85100267 | 41564250069 | WIRE,CABLE,450/750V XHHW/SIS,FLAME RETARDANT,1x6.0 SQmm,CLASS 5,GREEN/YELLOW COLOR,LSCABLE/KOREA | m | E31 | 305 | 305 | m | WIRE,450/750V XHHW/SIS,FLAME RETARDANT,1Cx6.0 SQmm,GREEN/YELLOW,CLASS 5,LS CABLE/KOREA
ED | 4156 | Parts | Nguyễn Công Hùng | WIRE | A85100267 | 41564250069 | WIRE,CABLE,450/750V XHHW/SIS,FLAME RETARDANT,1x6.0 SQmm,CLASS 5,GREEN/YELLOW COLOR,LSCABLE/KOREA | m | M30 | 1709 | 1709 | m | WIRE,450/750V XHHW/SIS,FLAME RETARDANT,1Cx6.0 SQmm,GREEN/YELLOW,CLASS 5,LS CABLE/KOREA
ED | 4156 | Parts | Nguyễn Công Hùng | WIRE | A85100268 | 41564250053 | WIRE,CABLE,450/750V XHHW/SIS,FLAME RETARDANT,1Cx2.5 SQmm,BLACK COLOR,LSCABLE/KOREA | m | E31 | 911 | 911 | m | WIRE,450/750V XHHW/SIS,FLAME RETARDANT,1Cx2.5 SQmm,BLACK,CLASS 5,LS CABLE/KOREA
ED | 4156 | Parts | Nguyễn Công Hùng | WIRE | A85100268 | 41564250053 | WIRE,CABLE,450/750V XHHW/SIS,FLAME RETARDANT,1Cx2.5 SQmm,BLACK COLOR,LSCABLE/KOREA | m | M30 | 69 | 69 | m | WIRE,450/750V XHHW/SIS,FLAME RETARDANT,1Cx2.5 SQmm,BLACK,CLASS 5,LS CABLE/KOREA
ED | 4156 | Parts | Nguyễn Công Hùng | WIRE | A85100268 | 41564250053 | WIRE,CABLE,450/750V XHHW/SIS,FLAME RETARDANT,1Cx2.5 SQmm,BLACK COLOR,LSCABLE/KOREA | m | V10 | 200 | 200 | m | WIRE,450/750V XHHW/SIS,FLAME RETARDANT,1Cx2.5 SQmm,BLACK,CLASS 5,LS CABLE/KOREA
ED | 4156 | Parts | Nguyễn Công Hùng | WIRE | A85100269 | 41564250063 | WIRE,CABLE,450/750V XHHW/SIS,FLAME RETARDANT,1Cx4.0 SQmm,CLASS 5,GRAY COLOR,LSCABLE/KOREA | m | M30 | 6260 | 6260 | m | WIRE,450/750V XHHW/SIS,FLAME RETARDANT,1Cx4.0 SQmm,GRAY,CLASS 5,LS CABLE/KOREA
ED | 4156 | Parts | Nguyễn Công Hùng | WIRE | A85100269 | 41564250063 | WIRE,CABLE,450/750V XHHW/SIS,FLAME RETARDANT,1Cx4.0 SQmm,CLASS 5,GRAY COLOR,LSCABLE/KOREA | m | V10 | 100 | 100 | m | WIRE,450/750V XHHW/SIS,FLAME RETARDANT,1Cx4.0 SQmm,GRAY,CLASS 5,LS CABLE/KOREA
ED | 4156 | Parts | Nguyễn Công Hùng | WIRE | A85100272 | 41564250145 | WIRE,KIV CABLE,1Cx6.0 SQmm,450/750 V-Cu/PVC TCVN 6610/IEC 60227,YELLOW/GREEN,SH CABLE/VIET NAM | m | M30 | 50 | 50 | m | WIRE,450/750V-Cu/PVC,KIV,1Cx6.0 SQmm,YELLOW/GREEN,CLASS 5,COSMOLINK VINA/VIETNAM
ED | 4156 | Parts | Nguyễn Công Hùng | WIRE | A85100275 | 41564250146 | WIRE,KIV CABLE,1Cx1.0 SQmm,450/750 V-Cu/PVC TCVN 6610/IEC 60227,RED,SH CABLE/VIET NAM | m | M10 | 600 | 600 | #N/A | #N/A
ED | 4156 | Parts | Nguyễn Công Hùng | WIRE | A85100275 | 41564250146 | WIRE,KIV CABLE,1Cx1.0 SQmm,450/750 V-Cu/PVC TCVN 6610/IEC 60227,RED,SH CABLE/VIET NAM | m | M30 | 1555 | 1555 | #N/A | #N/A
ED | 4156 | Parts | Nguyễn Công Hùng | WIRE | A85100276 | 41564250065 | WIRE,CABLE,450/750V XHHW/SIS,FLAME RETARDANT,1Cx4.0 SQmm,BLUE COLOR,LSCABLE/KOREA | m | E31 | 488 | 488 | m | WIRE,450/750V XHHW/SIS,FLAME RETARDANT,1Cx4.0 SQmm,BLUE,CLASS 5,LS CABLE/KOREA
ED | 4156 | Parts | Nguyễn Công Hùng | WIRE | A85100276 | 41564250065 | WIRE,CABLE,450/750V XHHW/SIS,FLAME RETARDANT,1Cx4.0 SQmm,BLUE COLOR,LSCABLE/KOREA | m | M30 | 716 | 716 | m | WIRE,450/750V XHHW/SIS,FLAME RETARDANT,1Cx4.0 SQmm,BLUE,CLASS 5,LS CABLE/KOREA
ED | 4156 | Parts | Nguyễn Công Hùng | WIRE | A85100279 | 41564250060 | WIRE,CABLE,450/750V XHHW/SIS,FLAME RETARDANT,1Cx4.0 SQmm,WHITE,LSCABLE/KOREA | m | M30 | 235 | 235 | m | WIRE,450/750V XHHW/SIS,FLAME RETARDANT,1Cx4.0 SQmm,WHITE,CLASS 5,LS CABLE/KOREA
ED | 4156 | Parts | Nguyễn Công Hùng | WIRE | A85100294 | 41564250056 | WIRE,CABLE,450/750V XHHW/SIS,FLAME RETARDANT,1Cx2.5 SQmm,BLUE COLOR,LSCABLE/KOREA | m | E31 | 830 | 830 | m | WIRE,450/750V XHHW/SIS,FLAME RETARDANT,1Cx2.5 SQmm,BLUE,CLASS 5,LS CABLE/KOREA
ED | 4156 | Parts | Nguyễn Công Hùng | WIRE | A85100294 | 41564250056 | WIRE,CABLE,450/750V XHHW/SIS,FLAME RETARDANT,1Cx2.5 SQmm,BLUE COLOR,LSCABLE/KOREA | m | M30 | 1370 | 1370 | m | WIRE,450/750V XHHW/SIS,FLAME RETARDANT,1Cx2.5 SQmm,BLUE,CLASS 5,LS CABLE/KOREA
ED | 4156 | Parts | Nguyễn Công Hùng | WIRE | A85100296 | 41564250131 | WIRE,CABLE,450/750V XHHW/SIS,FLAME RETARDANT,1Cx6.0 SQmm,BLACK,LSCABLE/KOREA | m | M30 | 6 | 6 | #N/A | #N/A
ED | 4156 | Parts | Nguyễn Công Hùng | WIRE | A85100297 | 41564250059 | WIRE,CABLE,450/750V XHHW/SIS,FLAME RETARDANT,1x2.5 SQmm,GREEN/YELLOW COLOR,LSCABLE/KOREA | m | E31 | 244 | 244 | m | WIRE,450/750V XHHW/SIS,FLAME RETARDANT,1Cx2.5 SQmm,GREEN/YELLOW,CLASS 5,LS CABLE/KOREA
ED | 4156 | Parts | Nguyễn Công Hùng | WIRE | A85100297 | 41564250059 | WIRE,CABLE,450/750V XHHW/SIS,FLAME RETARDANT,1x2.5 SQmm,GREEN/YELLOW COLOR,LSCABLE/KOREA | m | M30 | 1804 | 1804 | m | WIRE,450/750V XHHW/SIS,FLAME RETARDANT,1Cx2.5 SQmm,GREEN/YELLOW,CLASS 5,LS CABLE/KOREA
ED | 4156 | Parts | Nguyễn Công Hùng | WIRE | A85100301 | 41564250132 | WIRE,CABLE,450/750V XHHW/SIS,FLAME RETARDANT,1Cx6.0 SQmm,BLUE,LSCABLE/KOREA | m | M30 | 80 | 80 | m | WIRE,450/750V XHHW/SIS,FLAME RETARDANT,1Cx6.0 SQmm,BLUE,CLASS 5,LS CABLE/KOREA
ED | 4156 | Parts | Nguyễn Công Hùng | WIRE | A85100304 | 41564250066 | WIRE,CABLE,450/750V XHHW/SIS,FLAME RETARDANT,1Cx4.0 SQmm,BROWN,LSCABLE/KOREA | m | E31 | 1601 | 1601 | m | WIRE,450/750V XHHW/SIS,FLAME RETARDANT,1Cx4.0 SQmm,BROWN,CLASS 5,LS CABLE/KOREA
ED | 4156 | Parts | Nguyễn Công Hùng | WIRE | A85100304 | 41564250066 | WIRE,CABLE,450/750V XHHW/SIS,FLAME RETARDANT,1Cx4.0 SQmm,BROWN,LSCABLE/KOREA | m | M30 | 640 | 640 | m | WIRE,450/750V XHHW/SIS,FLAME RETARDANT,1Cx4.0 SQmm,BROWN,CLASS 5,LS CABLE/KOREA
ED | 4156 | Parts | Nguyễn Công Hùng | WIRE | A85100304 | 41564250066 | WIRE,CABLE,450/750V XHHW/SIS,FLAME RETARDANT,1Cx4.0 SQmm,BROWN,LSCABLE/KOREA | m | V10 | 100 | 100 | m | WIRE,450/750V XHHW/SIS,FLAME RETARDANT,1Cx4.0 SQmm,BROWN,CLASS 5,LS CABLE/KOREA
ED | 4156 | Parts | Nguyễn Công Hùng | WIRE | A85100305 | 41564250057 | WIRE,CABLE,450/750V XHHW/SIS,FLAME RETARDANT,1Cx2.5 SQmm,BROWN,LSCABLE/KOREA | m | E31 | 1071 | 1071 | m | WIRE,450/750V XHHW/SIS,FLAME RETARDANT,1Cx2.5 SQmm,BROWN,CLASS 5,LS CABLE/KOREA
ED | 4156 | Parts | Nguyễn Công Hùng | WIRE | A85100305 | 41564250057 | WIRE,CABLE,450/750V XHHW/SIS,FLAME RETARDANT,1Cx2.5 SQmm,BROWN,LSCABLE/KOREA | m | M30 | 580 | 580 | m | WIRE,450/750V XHHW/SIS,FLAME RETARDANT,1Cx2.5 SQmm,BROWN,CLASS 5,LS CABLE/KOREA
ED | 4156 | Parts | Nguyễn Công Hùng | WIRE | A85100305 | 41564250057 | WIRE,CABLE,450/750V XHHW/SIS,FLAME RETARDANT,1Cx2.5 SQmm,BROWN,LSCABLE/KOREA | m | V10 | 200 | 200 | m | WIRE,450/750V XHHW/SIS,FLAME RETARDANT,1Cx2.5 SQmm,BROWN,CLASS 5,LS CABLE/KOREA
ED | 4156 | Parts | Nguyễn Công Hùng | WIRE | A85100307 | 41564250134 | WIRE,CABLE,450/750V XHHW/SIS,FLAME RETARDANT,1Cx6.0 SQmm,GRAY,LSCABLE/KOREA | m | M30 | 200 | 200 | m | WIRE,450/750V XHHW/SIS,FLAME RETARDANT,1Cx6.0 SQmm,GRAY,CLASS 5,LS CABLE/KOREA
ED | 4156 | Parts | Nguyễn Công Hùng | WIRE | A85100312 | 41564250104 | WIRE,KIV CABLE,1Cx4.0 SQmm,0.6/1kv -Cu/PVC TCVN 5935/IEC 60502-1,YELLOW,SH CABLE/VIET NAM | m | M30 | 370 | 370 | m | WIRE,0.6/1kV Cu/FR-HPVC,HKIV(Heat Resistant PVC),1Cx4.0 SQmm,YELLOW,CLASS 5,COSMOLINK VINA/VIETNAM
ED | 4156 | Parts | Nguyễn Công Hùng | WIRE | A85100314 | 41564250102 | WIRE,KIV CABLE,1Cx4.0 SQmm,0.6/1kv -Cu/PVC TCVN 5935/IEC 60502-1,RED,SH CABLE/VIET NAM | m | M30 | 275 | 275 | m | WIRE,0.6/1kV Cu/FR-HPVC,HKIV(Heat Resistant PVC),1Cx4.0 SQmm,RED,CLASS 5,COSMOLINK VINA/VIETNAM
ED | 4156 | Parts | Nguyễn Công Hùng | WIRE | A85100315 | 41564250098 | WIRE,KIV CABLE,1Cx4.0 SQmm,0.6/1kv -Cu/PVC TCVN 5935/IEC 60502-1,BLACK,SH CABLE/VIET NAM | m | M30 | 100 | 100 | m | WIRE,0.6/1kV Cu/FR-HPVC,HKIV(Heat Resistant PVC),1Cx4.0 SQmm,BLACK,CLASS 5,COSMOLINK VINA/VIETNAM
[5 empty] | A85100615 | 41564250029 | CABLE,0.6/1kV HF-XHHW/SIS,FLAME RETARDANT,1Cx2.5 SQmm,XLPE Insulation, CLASS 5,GRAY,DAEWON CABLE/KOREA |  | E31 | 139 | 139 | m | WIRE,0.6/1kV HF-XHHW/SIS,HALOGEN-FREE FLAME RETARDANT,1Cx2.5 SQmm,GRAY,CLASS 5,DAEWON CABLE/KOREA
ED | 4156 | Parts | Nguyễn Công Hùng | WIRE | A85100316 | 41564250105 | WIRE,KIV CABLE,1Cx4.0 SQmm,0.6/1kv -Cu/PVC TCVN 5935/IEC 60502-1,GREEN/YELLOW,SH CABLE/VIET NAM | m | M30 | 323 | 323 | m | WIRE,0.6/1kV Cu/FR-HPVC,HKIV(Heat Resistant PVC),1Cx4.0 SQmm,GREEN/YELLOW,CLASS 5,COSMOLINK VINA/VIETNAM
ED | 4156 | Parts | Nguyễn Công Hùng | WIRE | A85100317 | 41564250022 | WIRE,CABLE,0.6/1kV XHHW/SIS,FLAME RETARDANT,1Cx1.5 SQmm,XLPE Insulation, CLASS 5,GRAY,DEAWON CABLE/KOREA | m | E31 | 81 | 81 | m | WIRE,0.6/1kV HF-XHHW/SIS,HALOGEN-FREE FLAME RETARDANT,1Cx1.5 SQmm,GRAY,CLASS 5,DAEWON CABLE/KOREA
ED | 4156 | Parts | Nguyễn Công Hùng | WIRE | A85100317 | 41564250022 | WIRE,CABLE,0.6/1kV XHHW/SIS,FLAME RETARDANT,1Cx1.5 SQmm,XLPE Insulation, CLASS 5,GRAY,DEAWON CABLE/KOREA | m | M30 | 249 | 249 | m | WIRE,0.6/1kV HF-XHHW/SIS,HALOGEN-FREE FLAME RETARDANT,1Cx1.5 SQmm,GRAY,CLASS 5,DAEWON CABLE/KOREA
ED | 4156 | Parts | Nguyễn Công Hùng | WIRE | A85100318 | 41564250037 | WIRE,CABLE,0.6/1kV XHHW/SIS,FLAME RETARDANT,1Cx4.0 SQmm,XLPE Insulation, CLASS 5,GRAY,DEAWON CABLE/KOREA | m | E31 | 1849 | 1849 | m | WIRE,0.6/1kV HF-XHHW/SIS,HALOGEN-FREE FLAME RETARDANT,1Cx4.0 SQmm,GRAY,CLASS 5,DAEWON CABLE/KOREA
ED | 4156 | Parts | Nguyễn Công Hùng | WIRE | A85100318 | 41564250037 | WIRE,CABLE,0.6/1kV XHHW/SIS,FLAME RETARDANT,1Cx4.0 SQmm,XLPE Insulation, CLASS 5,GRAY,DEAWON CABLE/KOREA | m | M30 | 2379 | 2379 | m | WIRE,0.6/1kV HF-XHHW/SIS,HALOGEN-FREE FLAME RETARDANT,1Cx4.0 SQmm,GRAY,CLASS 5,DAEWON CABLE/KOREA
ED | 4156 | Parts | Nguyễn Công Hùng | WIRE | A85100319 | 41564250130 | WIRE,CABLE,0.6/1kV XHHW/SIS,FLAME RETARDANT,1Cx1.5 SQmm,XLPE Insulation, CLASS 5,BLACK,DEAWON CABLE/KOREA | m | E31 | 3375 | 3375 | m | WIRE,0.6/1kV HF-XHHW/SIS,HALOGEN-FREE FLAME RETARDANT,1Cx1.5 SQmm,BLACK,CLASS 5,DAEWON CABLE/KOREA
ED | 4156 | Parts | Nguyễn Công Hùng | WIRE | A85100319 | 41564250130 | WIRE,CABLE,0.6/1kV XHHW/SIS,FLAME RETARDANT,1Cx1.5 SQmm,XLPE Insulation, CLASS 5,BLACK,DEAWON CABLE/KOREA | m | M30 | 2848 | 2848 | m | WIRE,0.6/1kV HF-XHHW/SIS,HALOGEN-FREE FLAME RETARDANT,1Cx1.5 SQmm,BLACK,CLASS 5,DAEWON CABLE/KOREA
ED | 4156 | Parts | Nguyễn Công Hùng | WIRE | A85100320 | 41564250035 | WIRE,CABLE,0.6/1kV XHHW/SIS,FLAME RETARDANT,1Cx4.0 SQmm,XLPE Insulation, CLASS 5,BLACK,DEAWON CABLE/KOREA | m | M30 | 7506.2 | 7506.2 | m | WIRE,0.6/1kV HF-XHHW/SIS,HALOGEN-FREE FLAME RETARDANT,1Cx4.0 SQmm,BLACK,CLASS 5,DAEWON CABLE/KOREA
ED | 4156 | Parts | Nguyễn Công Hùng | WIRE | A85100321 | 41564250038 | WIRE,CABLE,0.6/1kV XHHW/SIS,FLAME RETARDANT,1Cx4.0 SQmm,XLPE Insulation, CLASS 5,RED,DEAWON CABLE/KOREA | m | E31 | 8785 | 8785 | m | WIRE,0.6/1kV HF-XHHW/SIS,HALOGEN-FREE FLAME RETARDANT,1Cx4.0 SQmm,RED,CLASS 5,DAEWON CABLE/KOREA
ED | 4156 | Parts | Nguyễn Công Hùng | WIRE | A85100321 | 41564250038 | WIRE,CABLE,0.6/1kV XHHW/SIS,FLAME RETARDANT,1Cx4.0 SQmm,XLPE Insulation, CLASS 5,RED,DEAWON CABLE/KOREA | m | M30 | 3485 | 3485 | m | WIRE,0.6/1kV HF-XHHW/SIS,HALOGEN-FREE FLAME RETARDANT,1Cx4.0 SQmm,RED,CLASS 5,DAEWON CABLE/KOREA
ED | 4156 | Parts | Nguyễn Công Hùng | WIRE | A85100322 | 41564250040 | WIRE,CABLE,0.6/1kV XHHW/SIS,FLAME RETARDANT,1Cx4.0 SQmm,XLPE Insulation, CLASS 5,YELLOW,DEAWON CABLE/KOREA | m | M30 | 3706 | 3706 | m | WIRE,0.6/1kV HF-XHHW/SIS,HALOGEN-FREE FLAME RETARDANT,1Cx4.0 SQmm,YELLOW,CLASS 5,DAEWON CABLE/KOREA
ED | 4156 | Parts | Nguyễn Công Hùng | WIRE | A85100323 | 41564250036 | WIRE,CABLE,0.6/1kV XHHW/SIS,FLAME RETARDANT,1Cx4.0 SQmm,XLPE Insulation, CLASS 5,BLUE,DEAWON CABLE/KOREA | m | E31 | 4027 | 4027 | m | WIRE,0.6/1kV HF-XHHW/SIS,HALOGEN-FREE FLAME RETARDANT,1Cx4.0 SQmm,BLUE,CLASS 5,DAEWON CABLE/KOREA
ED | 4156 | Parts | Nguyễn Công Hùng | WIRE | A85100323 | 41564250036 | WIRE,CABLE,0.6/1kV XHHW/SIS,FLAME RETARDANT,1Cx4.0 SQmm,XLPE Insulation, CLASS 5,BLUE,DEAWON CABLE/KOREA | m | M30 | 4231 | 4231 | m | WIRE,0.6/1kV HF-XHHW/SIS,HALOGEN-FREE FLAME RETARDANT,1Cx4.0 SQmm,BLUE,CLASS 5,DAEWON CABLE/KOREA
ED | 4156 | Parts | Nguyễn Công Hùng | WIRE | A85100324 | 41564250032 | WIRE,CABLE,0.6/1kV XHHW/SIS,FLAME RETARDANT,1Cx2.5 SQmm,XLPE Insulation, CLASS 5,RED,DEAWON CABLE/KOREA | m | E31 | 3861 | 3861 | m | WIRE,0.6/1kV HF-XHHW/SIS,HALOGEN-FREE FLAME RETARDANT,1Cx2.5 SQmm,RED,CLASS 5,DAEWON CABLE/KOREA
ED | 4156 | Parts | Nguyễn Công Hùng | WIRE | A85100324 | 41564250032 | WIRE,CABLE,0.6/1kV XHHW/SIS,FLAME RETARDANT,1Cx2.5 SQmm,XLPE Insulation, CLASS 5,RED,DEAWON CABLE/KOREA | m | M30 | 15722 | 15722 | m | WIRE,0.6/1kV HF-XHHW/SIS,HALOGEN-FREE FLAME RETARDANT,1Cx2.5 SQmm,RED,CLASS 5,DAEWON CABLE/KOREA
ED | 4156 | Parts | Nguyễn Công Hùng | WIRE | A85100325 | 41564250034 | WIRE,CABLE,0.6/1kV XHHW/SIS,FLAME RETARDANT,1Cx2.5 SQmm,XLPE Insulation, CLASS 5,YELLOW,DEAWON CABLE/KOREA | m | E31 | 2209 | 2209 | m | WIRE,0.6/1kV HF-XHHW/SIS,HALOGEN-FREE FLAME RETARDANT,1Cx2.5 SQmm,YELLOW,CLASS 5,DAEWON CABLE/KOREA
ED | 4156 | Parts | Nguyễn Công Hùng | WIRE | A85100325 | 41564250034 | WIRE,CABLE,0.6/1kV XHHW/SIS,FLAME RETARDANT,1Cx2.5 SQmm,XLPE Insulation, CLASS 5,YELLOW,DEAWON CABLE/KOREA | m | M30 | 1479 | 1479 | m | WIRE,0.6/1kV HF-XHHW/SIS,HALOGEN-FREE FLAME RETARDANT,1Cx2.5 SQmm,YELLOW,CLASS 5,DAEWON CABLE/KOREA
ED | 4156 | Parts | Nguyễn Công Hùng | WIRE | A85100326 | 41564250027 | WIRE,CABLE,0.6/1kV XHHW/SIS,FLAME RETARDANT,1Cx2.5 SQmm,XLPE Insulation, CLASS 5,BLUE,DEAWON CABLE/KOREA | m | M30 | 2478 | 2478 | m | WIRE,0.6/1kV HF-XHHW/SIS,HALOGEN-FREE FLAME RETARDANT,1Cx2.5 SQmm,BLUE,CLASS 5,DAEWON CABLE/KOREA
ED | 4156 | Parts | Nguyễn Công Hùng | WIRE | A85100327 | 41564250026 | WIRE,CABLE,0.6/1kV XHHW/SIS,FLAME RETARDANT,1Cx2.5 SQmm,XLPE Insulation, CLASS 5,BLACK,DEAWON CABLE/KOREA | m | E31 | 1115 | 1115 | m | WIRE,0.6/1kV HF-XHHW/SIS,HALOGEN-FREE FLAME RETARDANT,1Cx2.5 SQmm,BLACK,CLASS 5,DAEWON CABLE/KOREA
ED | 4156 | Parts | Nguyễn Công Hùng | WIRE | A85100327 | 41564250026 | WIRE,CABLE,0.6/1kV XHHW/SIS,FLAME RETARDANT,1Cx2.5 SQmm,XLPE Insulation, CLASS 5,BLACK,DEAWON CABLE/KOREA | m | M30 | 4617 | 4617 | m | WIRE,0.6/1kV HF-XHHW/SIS,HALOGEN-FREE FLAME RETARDANT,1Cx2.5 SQmm,BLACK,CLASS 5,DAEWON CABLE/KOREA
ED | 4156 | Parts | Nguyễn Công Hùng | WIRE | A85100330 | 41564250043 | WIRE,CABLE,0.6/1kV XHHW/SIS,FLAME RETARDANT,1Cx6.0 SQmm,XLPE Insulation, CLASS 5,BLACK,DEAWON CABLE/KOREA | m | M30 | 690 | 690 | m | WIRE,0.6/1kV HF-XHHW/SIS,HALOGEN-FREE FLAME RETARDANT,1Cx6.0 SQmm,BLACK,CLASS 5,DAEWON CABLE/KOREA
ED | 4156 | Parts | Nguyễn Công Hùng | WIRE | A85100331 | 41564250147 | WIRE,KIV CABLE,1Cx6.0 SQmm,450/750 V-Cu/PVC TCVN 6610/IEC 60227,GREEN/YELLOW,SH CABLE/VIET NAM | m | M30 | 3693 | 3693 | m | WIRE,450/750V-Cu/PVC,KIV,1Cx6.0 SQmm,GREEN/YELLOW,CLASS 5,COSMOLINK VINA/VIETNAM
ED | 4156 | Parts | Nguyễn Công Hùng | WIRE | A85100339 | 41564250042 | WIRE,CABLE,0.6/1kV XHHW/SIS,FLAME RETARDANT,1Cx6.0 SQmm,XLPE Insulation, CLASS 5,GREEN/YELLOW,DEAWON CABLE/KOREA | m | E31 | 801 | 801 | m | WIRE,0.6/1kV HF-XHHW/SIS,HALOGEN-FREE FLAME RETARDANT,1Cx6.0 SQmm,GREEN/YELLOW,CLASS 5,DAEWON CABLE/KOREA
ED | 4156 | Parts | Nguyễn Công Hùng | WIRE | A85100339 | 41564250042 | WIRE,CABLE,0.6/1kV XHHW/SIS,FLAME RETARDANT,1Cx6.0 SQmm,XLPE Insulation, CLASS 5,GREEN/YELLOW,DEAWON CABLE/KOREA | m | M30 | 2749 | 2749 | m | WIRE,0.6/1kV HF-XHHW/SIS,HALOGEN-FREE FLAME RETARDANT,1Cx6.0 SQmm,GREEN/YELLOW,CLASS 5,DAEWON CABLE/KOREA
ED | 4156 | Parts | Nguyễn Công Hùng | WIRE | A85100340 | 41564250029 | WIRE,CABLE,0.6/1kV XHHW/SIS,FLAME RETARDANT,1Cx2.5 SQmm,XLPE Insulation, CLASS 5,GRAY,DEAWON CABLE/KOREA | m | E31 | 4710 | 4710 | m | WIRE,0.6/1kV HF-XHHW/SIS,HALOGEN-FREE FLAME RETARDANT,1Cx2.5 SQmm,GRAY,CLASS 5,DAEWON CABLE/KOREA
ED | 4156 | Parts | Nguyễn Công Hùng | WIRE | A85100340 | 41564250029 | WIRE,CABLE,0.6/1kV XHHW/SIS,FLAME RETARDANT,1Cx2.5 SQmm,XLPE Insulation, CLASS 5,GRAY,DEAWON CABLE/KOREA | m | M30 | 3752 | 3752 | m | WIRE,0.6/1kV HF-XHHW/SIS,HALOGEN-FREE FLAME RETARDANT,1Cx2.5 SQmm,GRAY,CLASS 5,DAEWON CABLE/KOREA
ED | 4156 | Parts | Nguyễn Công Hùng | WIRE | A85100341 | 41564250031 | WIRE,CABLE,0.6/1kV XHHW/SIS,FLAME RETARDANT,1Cx2.5 SQmm,XLPE Insulation, CLASS 5,GREEN/YELLOW,DEAWON CABLE/KOREA | m | M30 | 1234 | 1234 | m | WIRE,0.6/1kV HF-XHHW/SIS,HALOGEN-FREE FLAME RETARDANT,1Cx2.5 SQmm,GREEN/YELLOW,CLASS 5,DAEWON CABLE/KOREA
ED | 4156 | Parts | Nguyễn Công Hùng | WIRE | A85100351 | 41564250150 | WIRE,KIV CABLE,1Cx6.0 SQmm,450/750 V-Cu/PVC TCVN 6610/IEC 60227,RED,SH CABLE/VIET NAM | m | M30 | 100 | 100 | m | WIRE,450/750V-Cu/PVC,KIV,1Cx6.0 SQmm,RED,CLASS 5,COSMOLINK VINA/VIETNAM
ED | 4156 | Parts | Nguyễn Công Hùng | WIRE | A85100352 | 41564250151 | WIRE,KIV CABLE,1Cx6.0 SQmm,450/750 V-Cu/PVC TCVN 6610/IEC 60227,YELLOW,SH CABLE/VIET NAM | m | M30 | 292 | 292 | m | WIRE,450/750V-Cu/PVC,KIV,1Cx6.0 SQmm,YELLOW,CLASS 5,COSMOLINK VINA/VIETNAM
ED | 4156 | Parts | Nguyễn Công Hùng | WIRE | A85100353 | 41564250152 | WIRE,KIV CABLE,1Cx6.0 SQmm,450/750 V-Cu/PVC TCVN 6610/IEC 60227,BLUE,SH CABLE/VIET NAM | m | M30 | 100 | 100 | m | WIRE,450/750V-Cu/PVC,KIV,1Cx6.0 SQmm,BLUE,CLASS 5,COSMOLINK VINA/VIETNAM
ED | 4156 | Parts | Nguyễn Công Hùng | WIRE | A85100359 | 41564250149 | WIRE,KIV CABLE,1Cx2.5 SQmm,450/750 V-Cu/PVC TCVN 6610/IEC 60227,WHITE,SH CABLE/VIET NAM | m | M10 | 549 | 549 | m | WIRE,450/750V-Cu/PVC,KIV,1Cx2.5 SQmm,WHITE,CLASS 5,COSMOLINK VINA/VIETNAM
ED | 4156 | Parts | Nguyễn Công Hùng | WIRE | A85100360 | 41564250153 | WIRE,KIV CABLE,1Cx4.0 SQmm,450/750 V-Cu/PVC TCVN 6610/IEC 60227,WHITE,SH CABLE/VIET NAM | m | M30 | 317 | 317 | m | WIRE,450/750V-Cu/PVC,KIV,1Cx4.0 SQmm,WHITE,CLASS 5,COSMOLINK VINA/VIETNAM
ED | 4156 | Parts | Nguyễn Công Hùng | WIRE | A85100361 | 41564250084 | WIRE,KIV CABLE,1Cx1.5 SQmm,0.6/1kv -Cu/PVC TCVN 5935/IEC 60502-1,BLUE,SH CABLE/VIET NAM | m | M30 | 397 | 397 | m | WIRE,0.6/1kV Cu/FR-HPVC,HKIV(Heat Resistant PVC),1Cx1.5 SQmm,BLUE,CLASS 5,COSMOLINK VINA/VIETNAM
ED | 4156 | Parts | Nguyễn Công Hùng | WIRE | A85100362 | 41564250087 | WIRE,KIV CABLE,1Cx1.5 SQmm,0.6/1kv -Cu/PVC TCVN 5935/IEC 60502-1,RED,SH CABLE/VIET NAM | m | M30 | 430 | 430 | m | WIRE,0.6/1kV Cu/FR-HPVC,HKIV(Heat Resistant PVC),1Cx1.5 SQmm,RED,CLASS 5,COSMOLINK VINA/VIETNAM
ED | 4156 | Parts | Nguyễn Công Hùng | WIRE | A85100366 | 41564250156 | WIRE,KIV CABLE,1Cx6.0 SQmm,0.6/1kv -Cu/PVC TCVN 5935/IEC 60502-1,BLACK,SH CABLE/VIET NAM | m | M30 | 677 | 677 | m | WIRE,0.6/1kV Cu/FR-HPVC,HKIV(Heat Resistant PVC),1Cx6.0 SQmm,BLACK,CLASS 5,COSMOLINK VINA/VIETNAM
ED | 4156 | Parts | Nguyễn Công Hùng | WIRE | A85100367 | 41564250136 | WIRE,KIV CABLE,1Cx6.0 SQmm,0.6/1kv -Cu/PVC TCVN 5935/IEC 60502-1,GREEN/YELLOW,SH CABLE/VIET NAM | m | M30 | 377 | 377 | m | WIRE,0.6/1kV Cu/FR-HPVC,HKIV(Heat Resistant PVC),1Cx6.0 SQmm,GREEN/YELLOW,CLASS 5,COSMOLINK VINA/VIETNAM
ED | 4156 | Parts | Nguyễn Công Hùng | WIRE | A85100368 | 41564250094 | WIRE,KIV CABLE,1Cx2.5 SQmm,0.6/1kv -Cu/PVC TCVN 5935/IEC 60502-1,RED,SH CABLE/VIET NAM | m | M30 | 738 | 738 | m | WIRE,0.6/1kV Cu/FR-HPVC,HKIV(Heat Resistant PVC),1Cx2.5 SQmm,RED,CLASS 5,COSMOLINK VINA/VIETNAM
ED | 4156 | Parts | Nguyễn Công Hùng | WIRE | A85100370 | 41564250083 | WIRE,KIV CABLE,1Cx1.5 SQmm,0.6/1kv -Cu/PVC TCVN 5935/IEC 60502-1,BLACK,SH CABLE/VIET NAM | m | M30 | 400 | 400 | m | WIRE,0.6/1kV Cu/FR-HPVC,HKIV(Heat Resistant PVC),1Cx1.5 SQmm,BLACK,CLASS 5,COSMOLINK VINA/VIETNAM
ED | 4156 | Parts | Nguyễn Công Hùng | WIRE | A85100371 | 41564250099 | WIRE,KIV CABLE,1Cx4.0 SQmm,0.6/1kv -Cu/PVC TCVN 5935/IEC 60502-1,BLUE,SH CABLE/VIET NAM | m | M30 | 530 | 530 | m | WIRE,0.6/1kV Cu/FR-HPVC,HKIV(Heat Resistant PVC),1Cx4.0 SQmm,BLUE,CLASS 5,COSMOLINK VINA/VIETNAM
ED | 4156 | Parts | Nguyễn Công Hùng | WIRE | A85100372 | 41564250024 | WIRE,CABLE,0.6/1kV XHHW/SIS,FLAME RETARDANT,1Cx1.5 SQmm,XLPE Insulation, CLASS 5,RED,DEAWON CABLE/KOREA | m | M30 | 1079 | 1079 | m | WIRE,0.6/1kV HF-XHHW/SIS,HALOGEN-FREE FLAME RETARDANT,1Cx1.5 SQmm,RED,CLASS 5,DAEWON CABLE/KOREA
ED | 4156 | Parts | Nguyễn Công Hùng | WIRE | A85100373 | 41564250041 | WIRE,CABLE,0.6/1kV XHHW/SIS,FLAME RETARDANT,1Cx4.0 SQmm,XLPE Insulation, CLASS 5,BROWN,DEAWON CABLE/KOREA | m | E31 | 1858 | 1858 | m | WIRE,0.6/1kV HF-XHHW/SIS,HALOGEN-FREE FLAME RETARDANT,1Cx4.0 SQmm,BROWN,CLASS 5,DAEWON CABLE/KOREA
ED | 4156 | Parts | Nguyễn Công Hùng | WIRE | A85100373 | 41564250041 | WIRE,CABLE,0.6/1kV XHHW/SIS,FLAME RETARDANT,1Cx4.0 SQmm,XLPE Insulation, CLASS 5,BROWN,DEAWON CABLE/KOREA | m | M30 | 1040 | 1040 | m | WIRE,0.6/1kV HF-XHHW/SIS,HALOGEN-FREE FLAME RETARDANT,1Cx4.0 SQmm,BROWN,CLASS 5,DAEWON CABLE/KOREA
ED | 4156 | Parts | Nguyễn Công Hùng | WIRE | A85100375 | 41564250090 | WIRE,KIV CABLE,1Cx2.5 SQmm,0.6/1kv -Cu/PVC TCVN 5935/IEC 60502-1,BLACK,SH CABLE/VIET NAM | m | M30 | 1500 | 1500 | m | WIRE,0.6/1kV Cu/FR-HPVC,HKIV(Heat Resistant PVC),1Cx2.5 SQmm,BLACK,CLASS 5,COSMOLINK VINA/VIETNAM
ED | 4156 | Parts | Nguyễn Công Hùng | WIRE | A85100377 | 41564250025 | WIRE,CABLE,0.6/1kV XHHW/SIS,FLAME RETARDANT,1Cx1.5 SQmm,XLPE Insulation, CLASS 5,BLUE,DEAWON CABLE/KOREA | m | E31 | 51512.5 | 51512.5 | m | WIRE,0.6/1kV HF-XHHW/SIS,HALOGEN-FREE FLAME RETARDANT,1Cx1.5 SQmm,BLUE,CLASS 5,DAEWON CABLE/KOREA
ED | 4156 | Parts | Nguyễn Công Hùng | WIRE | A85100377 | 41564250025 | WIRE,CABLE,0.6/1kV XHHW/SIS,FLAME RETARDANT,1Cx1.5 SQmm,XLPE Insulation, CLASS 5,BLUE,DEAWON CABLE/KOREA | m | M30 | 4744 | 4744 | m | WIRE,0.6/1kV HF-XHHW/SIS,HALOGEN-FREE FLAME RETARDANT,1Cx1.5 SQmm,BLUE,CLASS 5,DAEWON CABLE/KOREA
ED | 4156 | Parts | Nguyễn Công Hùng | WIRE | A85100378 | 41564250023 | WIRE,CABLE,0.6/1kV XHHW/SIS,FLAME RETARDANT,1Cx1.5 SQmm,XLPE Insulation, CLASS 5,YELLOW,DEAWON CABLE/KOREA | m | E31 | 3782 | 3782 | m | WIRE,0.6/1kV HF-XHHW/SIS,HALOGEN-FREE FLAME RETARDANT,1Cx1.5 SQmm,YELLOW,CLASS 5,DAEWON CABLE/KOREA
ED | 4156 | Parts | Nguyễn Công Hùng | WIRE | A85100378 | 41564250023 | WIRE,CABLE,0.6/1kV XHHW/SIS,FLAME RETARDANT,1Cx1.5 SQmm,XLPE Insulation, CLASS 5,YELLOW,DEAWON CABLE/KOREA | m | M30 | 2528 | 2528 | m | WIRE,0.6/1kV HF-XHHW/SIS,HALOGEN-FREE FLAME RETARDANT,1Cx1.5 SQmm,YELLOW,CLASS 5,DAEWON CABLE/KOREA
ED | 4156 | Parts | Nguyễn Công Hùng | WIRE | A85100378 | 41564250023 | WIRE,CABLE,0.6/1kV XHHW/SIS,FLAME RETARDANT,1Cx1.5 SQmm,XLPE Insulation, CLASS 5,YELLOW,DEAWON CABLE/KOREA | m | V10 | 4200 | 4200 | m | WIRE,0.6/1kV HF-XHHW/SIS,HALOGEN-FREE FLAME RETARDANT,1Cx1.5 SQmm,YELLOW,CLASS 5,DAEWON CABLE/KOREA
ED | 4156 | Parts | Nguyễn Công Hùng | WIRE | A85100379 | 41564250033 | WIRE,CABLE,0.6/1kV XHHW/SIS,FLAME RETARDANT,1Cx2.5 SQmm,XLPE Insulation, CLASS 5,WHITE,DEAWON CABLE/KOREA | m | M30 | 9 | 9 | m | WIRE,0.6/1kV HF-XHHW/SIS,HALOGEN-FREE FLAME RETARDANT,1Cx2.5 SQmm,WHITE,CLASS 5,DAEWON CABLE/KOREA
ED | 4156 | Parts | Nguyễn Công Hùng | WIRE | A85100380 | 41564250039 | WIRE,CABLE,0.6/1kV XHHW/SIS,FLAME RETARDANT,1Cx4.0 SQmm,XLPE Insulation, CLASS 5,WHITE,DEAWON CABLE/KOREA | m | M30 | 32 | 32 | m | WIRE,0.6/1kV HF-XHHW/SIS,HALOGEN-FREE FLAME RETARDANT,1Cx4.0 SQmm,WHITE,CLASS 5,DAEWON CABLE/KOREA
ED | 4156 | Parts | Nguyễn Công Hùng | WIRE | A85100393 | 41564250101 | WIRE,KIV CABLE,1Cx4.0 SQmm,0.6/1kv -Cu/PVC TCVN 5935/IEC 60502-1,GRAY,SH CABLE/VIET NAM | m | M30 | 94 | 94 | m | WIRE,0.6/1kV Cu/FR-HPVC,HKIV(Heat Resistant PVC),1Cx4.0 SQmm,GRAY,CLASS 5,COSMOLINK VINA/VIETNAM
ED | 4156 | Parts | Nguyễn Công Hùng | WIRE | A85100417 | 41564250122 | WIRE,SHIELD CABLE,2Cx0.75SQmm,BLACK,KOANGIL CABLE/KOREA | m | M10 | 30 | 30 | m | WIRE,450/750V SHIELD CABLE,2Cx0.75 SQmm,BLACK,KOANGIL CABLE/KOREA
ED | 4156 | Parts | Nguyễn Công Hùng | WIRE | A85100417 | 41564250122 | WIRE,SHIELD CABLE,2Cx0.75SQmm,BLACK,KOANGIL CABLE/KOREA | m | M30 | 94 | 94 | m | WIRE,450/750V SHIELD CABLE,2Cx0.75 SQmm,BLACK,KOANGIL CABLE/KOREA
ED | 4156 | Parts | Nguyễn Công Hùng | WIRE | A85100427 | 41564250137 | WIRE,CABLE,0.6/1kV XHHW/SIS,FLAME RETARDANT,1Cx1.5 SQmm,XLPE Insulation, CLASS 5,WHITE,DEAWON CABLE/KOREA | m | M30 | 110 | 110 | m | WIRE,0.6/1kV HF-XHHW/SIS,HALOGEN-FREE FLAME RETARDANT,1Cx1.5 SQmm,WHITE,CLASS 5,DAEWON CABLE/KOREA
ED | 4156 | Parts | Nguyễn Công Hùng | WIRE | A85100430 | 41564250139 | WIRE,CABLE,0.6/1kV XHHW/SIS,FLAME RETARDANT,1Cx6.0 SQmm,XLPE Insulation, CLASS 5,GREEN,DEAWON CABLE/KOREA | m | M30 | 208 | 208 | m | WIRE,0.6/1kV HF-XHHW/SIS,HALOGEN-FREE FLAME RETARDANT,1Cx6.0 SQmm,GREEN,CLASS 5,DAEWON CABLE/KOREA
ED | 4156 | Parts | Nguyễn Công Hùng | WIRE | A85100431 | 41564250098 | WIRE,FLAME RETARDANT,1Cx4.0 SQmm,0.6/1kV Cu/H-PVC(HKIV),CLASS 5,BLACK,COSMOLINK/VIETNAM | m | M30 | 4966 | 4966 | m | WIRE,0.6/1kV Cu/FR-HPVC,HKIV(Heat Resistant PVC),1Cx4.0 SQmm,BLACK,CLASS 5,COSMOLINK VINA/VIETNAM
ED | 4156 | Parts | Nguyễn Công Hùng | WIRE | A85100432 | 41564250100 | WIRE,FLAME RETARDANT,1Cx4.0 SQmm,0.6/1kV Cu/H-PVC(HKIV),CLASS 5,BROWN,COSMOLINK/VIETNAM | m | M30 | 60 | 60 | m | WIRE,0.6/1kV Cu/FR-HPVC,HKIV(Heat Resistant PVC),1Cx4.0 SQmm,BROWN,CLASS 5,COSMOLINK VINA/VIETNAM
ED | 4156 | Parts | Nguyễn Công Hùng | WIRE | A85100433 | 41564250101 | WIRE,FLAME RETARDANT,1Cx4.0 SQmm,0.6/1kV Cu/H-PVC(HKIV),CLASS 5,GRAY,COSMOLINK/VIETNAM | m | M30 | 4500 | 4500 | m | WIRE,0.6/1kV Cu/FR-HPVC,HKIV(Heat Resistant PVC),1Cx4.0 SQmm,GRAY,CLASS 5,COSMOLINK VINA/VIETNAM
ED | 4156 | Parts | Nguyễn Công Hùng | WIRE | A85100434 | 41564250099 | WIRE,FLAME RETARDANT,1Cx4.0 SQmm,0.6/1kV Cu/H-PVC(HKIV),CLASS 5,BLUE,COSMOLINK/VIETNAM | m | M10 | 500 | 500 | m | WIRE,0.6/1kV Cu/FR-HPVC,HKIV(Heat Resistant PVC),1Cx4.0 SQmm,BLUE,CLASS 5,COSMOLINK VINA/VIETNAM
ED | 4156 | Parts | Nguyễn Công Hùng | WIRE | A85100434 | 41564250099 | WIRE,FLAME RETARDANT,1Cx4.0 SQmm,0.6/1kV Cu/H-PVC(HKIV),CLASS 5,BLUE,COSMOLINK/VIETNAM | m | M30 | 1281 | 1281 | m | WIRE,0.6/1kV Cu/FR-HPVC,HKIV(Heat Resistant PVC),1Cx4.0 SQmm,BLUE,CLASS 5,COSMOLINK VINA/VIETNAM
ED | 4156 | Parts | Nguyễn Công Hùng | WIRE | A85100435 | 41564250102 | WIRE,FLAME RETARDANT,1Cx4.0 SQmm,0.6/1kV Cu/H-PVC(HKIV),CLASS 5,RED,COSMOLINK/VIETNAM | m | M30 | 2089 | 2089 | m | WIRE,0.6/1kV Cu/FR-HPVC,HKIV(Heat Resistant PVC),1Cx4.0 SQmm,RED,CLASS 5,COSMOLINK VINA/VIETNAM
ED | 4156 | Parts | Nguyễn Công Hùng | WIRE | A85100437 | 41564250090 | WIRE,FLAME RETARDANT,1Cx2.5 SQmm,0.6/1kV Cu/H-PVC(HKIV),CLASS 5,BLACK,COSMOLINK/VIETNAM | m | M30 | 764 | 764 | m | WIRE,0.6/1kV Cu/FR-HPVC,HKIV(Heat Resistant PVC),1Cx2.5 SQmm,BLACK,CLASS 5,COSMOLINK VINA/VIETNAM
ED | 4156 | Parts | Nguyễn Công Hùng | WIRE | A85100438 | 41564250092 | WIRE,FLAME RETARDANT,1Cx2.5 SQmm,0.6/1kV Cu/H-PVC(HKIV),CLASS 5,BROWN,COSMOLINK/VIETNAM | m | M30 | 1615 | 1615 | m | WIRE,0.6/1kV Cu/FR-HPVC,HKIV(Heat Resistant PVC),1Cx2.5 SQmm,BROWN,CLASS 5,COSMOLINK VINA/VIETNAM
ED | 4156 | Parts | Nguyễn Công Hùng | WIRE | A85100440 | 41564250091 | WIRE,FLAME RETARDANT,1Cx2.5 SQmm,0.6/1kV Cu/H-PVC(HKIV),CLASS 5,BLUE,COSMOLINK/VIETNAM | m | M30 | 4949 | 4949 | m | WIRE,0.6/1kV Cu/FR-HPVC,HKIV(Heat Resistant PVC),1Cx2.5 SQmm,BLUE,CLASS 5,COSMOLINK VINA/VIETNAM
ED | 4156 | Parts | Nguyễn Công Hùng | WIRE | A85100441 | 41564250087 | WIRE,FLAME RETARDANT,1Cx1.5 SQmm,0.6/1kV Cu/H-PVC(HKIV),CLASS 5,RED,COSMOLINK/VIETNAM | m | M30 | 6982 | 6982 | m | WIRE,0.6/1kV Cu/FR-HPVC,HKIV(Heat Resistant PVC),1Cx1.5 SQmm,RED,CLASS 5,COSMOLINK VINA/VIETNAM
ED | 4156 | Parts | Nguyễn Công Hùng | WIRE | A85100444 | 41564250084 | WIRE,FLAME RETARDANT,1Cx1.5 SQmm,0.6/1kV Cu/H-PVC(HKIV),CLASS 5,BLUE,COSMOLINK/VIETNAM | m | M30 | 100 | 100 | m | WIRE,0.6/1kV Cu/FR-HPVC,HKIV(Heat Resistant PVC),1Cx1.5 SQmm,BLUE,CLASS 5,COSMOLINK VINA/VIETNAM
ED | 4156 | Parts | Nguyễn Công Hùng | WIRE | A85100445 | 41564250136 | WIRE,FLAME RETARDANT,1Cx6.0 SQmm,0.6/1kV Cu/H-PVC(HKIV),CLASS 5,GREEN/YELLOW,COSMOLINK/VIETNAM | m | M10 | 400 | 400 | m | WIRE,0.6/1kV Cu/FR-HPVC,HKIV(Heat Resistant PVC),1Cx6.0 SQmm,GREEN/YELLOW,CLASS 5,COSMOLINK VINA/VIETNAM
ED | 4156 | Parts | Nguyễn Công Hùng | WIRE | A85100445 | 41564250136 | WIRE,FLAME RETARDANT,1Cx6.0 SQmm,0.6/1kV Cu/H-PVC(HKIV),CLASS 5,GREEN/YELLOW,COSMOLINK/VIETNAM | m | M30 | 1380 | 1380 | m | WIRE,0.6/1kV Cu/FR-HPVC,HKIV(Heat Resistant PVC),1Cx6.0 SQmm,GREEN/YELLOW,CLASS 5,COSMOLINK VINA/VIETNAM
ED | 4156 | Parts | Nguyễn Công Hùng | WIRE | A85100446 | 41564250156 | WIRE,FLAME RETARDANT,1Cx6.0 SQmm,0.6/1kV Cu/H-PVC(HKIV),CLASS 5,BLACK,COSMOLINK/VIETNAM | m | M30 | 660 | 660 | m | WIRE,0.6/1kV Cu/FR-HPVC,HKIV(Heat Resistant PVC),1Cx6.0 SQmm,BLACK,CLASS 5,COSMOLINK VINA/VIETNAM
ED | 4151 | Parts | Nguyễn Công Hùng | CABLE | A85100447 | 41510005036 | WIRE,FLAME RETARDANT,1Cx25 SQmm,0.6/1kV Cu/H-PVC(HKIV),CLASS 5,GREEN/YELLOW,COSMOLINK/VIETNAM | m | M10 | 200 | 200 | m | CABLE,0.6/1kV Cu/FR-HPVC,HKIV(Heat Resistant PVC),1Cx25 SQmm,GREEN/YELLOW,CLASS 5,COSMOLINK VINA/VIETNAM
ED | 4151 | Parts | Nguyễn Công Hùng | CABLE | A85100447 | 41510005036 | WIRE,FLAME RETARDANT,1Cx25 SQmm,0.6/1kV Cu/H-PVC(HKIV),CLASS 5,GREEN/YELLOW,COSMOLINK/VIETNAM | m | M30 | 684 | 684 | m | CABLE,0.6/1kV Cu/FR-HPVC,HKIV(Heat Resistant PVC),1Cx25 SQmm,GREEN/YELLOW,CLASS 5,COSMOLINK VINA/VIETNAM
ED | 4156 | Parts | Nguyễn Công Hùng | WIRE | A85100448 | 41564250097 | WIRE,FLAME RETARDANT,1Cx2.5 SQmm,0.6/1kV Cu/H-PVC(HKIV),CLASS 5,GREEN/YELLOW,COSMOLINK/VIETNAM | m | M30 | 2119 | 2119 | m | WIRE,0.6/1kV Cu/FR-HPVC,HKIV(Heat Resistant PVC),1Cx2.5 SQmm,GREEN/YELLOW,CLASS 5,COSMOLINK VINA/VIETNAM
ED | 4156 | Parts | Nguyễn Công Hùng | WIRE | A85100462 | 41564250123 | WIRE,SHIELD CABLE,4Cx0.75SQmm,Kwangil Cable/Korea | m | M30 | 465 | 465 | m | WIRE,450/750V SHIELD CABLE,4Cx0.75 SQmm,BLACK,KWANGIL CABLE/KOREA
ED | 4156 | Parts | Nguyễn Công Hùng | WIRE | A85100469 | 41564250111 | WIRE,HKIV(Heat Resistant PVC),450/750V,1Cx2.5 SQmm,CLASS 5,BLUE,COSMOLINK/VIETNAM | m | M30 | 1614 | 1614 | m | WIRE,450/750V-Cu/PVC,KIV,1Cx2.5 SQmm,BLUE,CLASS 5,COSMOLINK VINA/VIETNAM
ED | 4156 | Parts | Nguyễn Công Hùng | WIRE | A85100475 | 41564250126 | WIRE,SHIELD CABLE,TFR CVV-SB,2CX1.0SQmm,450/750V,Kwangil Cable/Korea | m | E31 | 2430 | 2430 | m | WIRE,450/750V SHIELD CABLE TFR CVV-SB,FLAME RETARDANT,2Cx1.0 SQmm,BLACK,KWANGIL CABLE/KOREA
ED | 4156 | Parts | Nguyễn Công Hùng | WIRE | A85100475 | 41564250126 | WIRE,SHIELD CABLE,TFR CVV-SB,2CX1.0SQmm,450/750V,Kwangil Cable/Korea | m | M30 | 925 | 925 | m | WIRE,450/750V SHIELD CABLE TFR CVV-SB,FLAME RETARDANT,2Cx1.0 SQmm,BLACK,KWANGIL CABLE/KOREA
ED | 4156 | Parts | Nguyễn Công Hùng | WIRE | A85100475 | 41564250126 | WIRE,SHIELD CABLE,TFR CVV-SB,2CX1.0SQmm,450/750V,Kwangil Cable/Korea | m | V10 | 10 | 10 | m | WIRE,450/750V SHIELD CABLE TFR CVV-SB,FLAME RETARDANT,2Cx1.0 SQmm,BLACK,KWANGIL CABLE/KOREA
ED | 4156 | Parts | Nguyễn Công Hùng | WIRE | A85100477 | 41564250127 | WIRE,SHIELD CABLE,TFR CVV-SB,2CX1.5SQmm,450/750V,Kwangil Cable/Korea | m | M30 | 1843 | 1843 | m | WIRE,450/750V SHIELD CABLE TFR CVV-SB,FLAME RETARDANT,2Cx1.5 SQmm,BLACK,KWANGIL CABLE/KOREA
ED | 4156 | Parts | Nguyễn Công Hùng | WIRE | A85100481 | 41564250138 | WIRE,CABLE,0.6/1kV XHHW/SIS,FLAME RETARDANT,1Cx1.5 SQmm,XLPE Insulation, CLASS 5,BROWN,DEAWON CABLE/KOREA | m | E31 | 120 | 120 | m | WIRE,0.6/1kV HF-XHHW/SIS,HALOGEN-FREE FLAME RETARDANT,1Cx1.5 SQmm,BROWN,CLASS 5,DAEWON CABLE/KOREA
ED | 4156 | Parts | Nguyễn Công Hùng | WIRE | A85100481 | 41564250138 | WIRE,CABLE,0.6/1kV XHHW/SIS,FLAME RETARDANT,1Cx1.5 SQmm,XLPE Insulation, CLASS 5,BROWN,DEAWON CABLE/KOREA | m | M30 | 1240 | 1240 | m | WIRE,0.6/1kV HF-XHHW/SIS,HALOGEN-FREE FLAME RETARDANT,1Cx1.5 SQmm,BROWN,CLASS 5,DAEWON CABLE/KOREA
ED | 4156 | Parts | Nguyễn Công Hùng | WIRE | A85100482 | 41564250161 | WIRE,Cu/PVC VCSF,1Cx0.75 SQmm,300/500V,BLACK,CADI-SUN/VIETNAM | m | M30 | 400 | 400 | m | WIRE,300/500V-Cu/PVC VCSF,1Cx0.75 SQmm,BLACK,CADI-SUN/VIETNAM
ED | 4156 | Parts | Nguyễn Công Hùng | WIRE | A85100497 | 41564250162 | WIRE,Cu/PVC VCSF,1Cx0.75 SQmm,300/500V,RED,CADI-SUN/VIETNAM | m | M30 | 200 | 200 | m | WIRE,300/500V-Cu/PVC VCSF,1Cx0.75 SQmm,RED,CADI-SUN/VIETNAM
ED | 4156 | Parts | Nguyễn Công Hùng | WIRE | A85100509 | 76613569062 | WIRE,CABLE ASSY, PRESSURE CONTACT CABLE, K CODE 76613569062,DAESIN/KOREA | ea | M10 | 1 | 1 | #N/A | #N/A
ED | 4156 | Parts | Nguyễn Công Hùng | WIRE | A85100511 | 41564250124 | WIRE,SHIELD CABLE,HF-CCO-SB,2CX1.5SQmm,0.6/1kV,Flame retardant,Halogen free,BLACK COLOR,GAON/Korea | m | E31 | 5226 | 5226 | m | WIRE,0.6/1kV SHIELD CABLE HF-CCO-SB,FLAME RETARDANT,2Cx1.5 SQmm,BLACK,GAON CABLE/KOREA
ED | 4156 | Parts | Nguyễn Công Hùng | WIRE | A85100541 | 41564250021 | WIRE,CABLE,0.6/1kV XHHW/SIS,FLAME RETARDANT,1Cx1.0 SQmm,XLPE Insulation, CLASS 5,BLACK,DEAWON CABLE/KOREA | m | M30 | 5146 | 5146 | m | WIRE,0.6/1kV HF-XHHW/SIS,HALOGEN-FREE FLAME RETARDANT,1Cx1.0 SQmm,BLACK,CLASS 5,DAEWON CABLE/KOREA
ED | 4156 | Parts | Nguyễn Công Hùng | WIRE | A85100544 | 41564250086 | WIRE,FLAME RETARDANT,1Cx1.5 SQmm,0.6/1kV Cu/H-PVC(HKIV),CLASS 5,GRAY,COSMOLINK/VIETNAM | m | M30 | 16600 | 16600 | m | WIRE,0.6/1kV Cu/FR-HPVC,HKIV(Heat Resistant PVC),1Cx1.5 SQmm,GRAY,CLASS 5,COSMOLINK VINA/VIETNAM
ED | 4156 | Parts | Nguyễn Công Hùng | WIRE | A85100545 | 41564250089 | WIRE,FLAME RETARDANT,1Cx1.5 SQmm,0.6/1kV Cu/H-PVC(HKIV),CLASS 5,YELLOW,COSMOLINK/VIETNAM | m | M10 | 400 | 400 | m | WIRE,0.6/1kV Cu/FR-HPVC,HKIV(Heat Resistant PVC),1Cx1.5 SQmm,YELLOW,CLASS 5,COSMOLINK VINA/VIETNAM
ED | 4156 | Parts | Nguyễn Công Hùng | WIRE | A85100545 | 41564250089 | WIRE,FLAME RETARDANT,1Cx1.5 SQmm,0.6/1kV Cu/H-PVC(HKIV),CLASS 5,YELLOW,COSMOLINK/VIETNAM | m | M30 | 670 | 670 | m | WIRE,0.6/1kV Cu/FR-HPVC,HKIV(Heat Resistant PVC),1Cx1.5 SQmm,YELLOW,CLASS 5,COSMOLINK VINA/VIETNAM
ED | 4156 | Parts | Nguyễn Công Hùng | WIRE | A85100546 | 41564250104 | WIRE,FLAME RETARDANT,1Cx4.0 SQmm,0.6/1kV Cu/H-PVC(HKIV),CLASS 5,YELLOW,COSMOLINK/VIETNAM | m | M10 | 1000 | 1000 | m | WIRE,0.6/1kV Cu/FR-HPVC,HKIV(Heat Resistant PVC),1Cx4.0 SQmm,YELLOW,CLASS 5,COSMOLINK VINA/VIETNAM
ED | 4156 | Parts | Nguyễn Công Hùng | WIRE | A85100546 | 41564250104 | WIRE,FLAME RETARDANT,1Cx4.0 SQmm,0.6/1kV Cu/H-PVC(HKIV),CLASS 5,YELLOW,COSMOLINK/VIETNAM | m | M30 | 2169 | 2169 | m | WIRE,0.6/1kV Cu/FR-HPVC,HKIV(Heat Resistant PVC),1Cx4.0 SQmm,YELLOW,CLASS 5,COSMOLINK VINA/VIETNAM
ED | 4156 | Parts | Nguyễn Công Hùng | WIRE | A85100547 | 41564250094 | WIRE,FLAME RETARDANT,1Cx2.5 SQmm,0.6/1kV Cu/H-PVC(HKIV),CLASS 5,RED,COSMOLINK/VIETNAM | m | M30 | 1644 | 1644 | m | WIRE,0.6/1kV Cu/FR-HPVC,HKIV(Heat Resistant PVC),1Cx2.5 SQmm,RED,CLASS 5,COSMOLINK VINA/VIETNAM
ED | 4156 | Parts | Nguyễn Công Hùng | WIRE | A85100548 | 41564250096 | WIRE,FLAME RETARDANT,1Cx2.5 SQmm,0.6/1kV Cu/H-PVC(HKIV),CLASS 5,YELLOW,COSMOLINK/VIETNAM | m | M10 | 100 | 100 | m | WIRE,0.6/1kV Cu/FR-HPVC,HKIV(Heat Resistant PVC),1Cx2.5 SQmm,YELLOW,CLASS 5,COSMOLINK VINA/VIETNAM
ED | 4156 | Parts | Nguyễn Công Hùng | WIRE | A85100548 | 41564250096 | WIRE,FLAME RETARDANT,1Cx2.5 SQmm,0.6/1kV Cu/H-PVC(HKIV),CLASS 5,YELLOW,COSMOLINK/VIETNAM | m | M30 | 2160 | 2160 | m | WIRE,0.6/1kV Cu/FR-HPVC,HKIV(Heat Resistant PVC),1Cx2.5 SQmm,YELLOW,CLASS 5,COSMOLINK VINA/VIETNAM
ED | 4156 | Parts | Nguyễn Công Hùng | WIRE | A85100549 | 41564250157 | WIRE,KIV CABLE,1Cx2.5 SQmm,450/750 V-Cu/PVC TCVN 6610/IEC 60227,YELLOW/GREEN,COSMOLINK/VIETNAM | m | M30 | 1128 | 1128 | m | WIRE,450/750V-Cu/PVC,KIV,1Cx2.5 SQmm,YELLOW/GREEN,CLASS 5,COSMOLINK VINA/VIETNAM
ED | 4156 | Parts | Nguyễn Công Hùng | WIRE | A85100550 | 41564250154 | WIRE,KIV CABLE,1Cx4.0 SQmm,450/750 V-Cu/PVC TCVN 6610/IEC 60227,BROWN,SH CABLE/VIET NAM | m | M30 | 2742 | 2742 | m | WIRE,450/750V-Cu/PVC,KIV,1Cx4.0 SQmm,BROWN,CLASS 5,COSMOLINK VINA/VIETNAM
ED | 4156 | Parts | Nguyễn Công Hùng | WIRE | A85100551 | 41564250158 | WIRE,KIV CABLE,1Cx2.5 SQmm,450/750 V-Cu/PVC TCVN 6610/IEC 60227,BROWN,COSMOLINK/VIETNAM | m | M10 | 50 | 50 | m | WIRE,450/750V-Cu/PVC,KIV,1Cx2.5 SQmm,BROWN,CLASS 5,COSMOLINK VINA/VIETNAM
ED | 4156 | Parts | Nguyễn Công Hùng | WIRE | A85100552 | 41564250163 | WIRE,BRAIDED COPPER WIRE,5MM (WIDTH)x1.0MM (THICKNESS),KOREA | m | M20 | 1200 | 1200 | m | WIRE,BRAIDED COPPER WIRE,W5mmxT1.0mm,KOREA
ED | 4156 | Parts | Nguyễn Công Hùng | WIRE | A85100554 | 41564250155 | WIRE,KIV CABLE,1Cx1.5 SQmm,450/750 V-Cu/PVC TCVN 6610/IEC 60227,BROWN,SH CABLE/VIET NAM | m | M30 | 102 | 102 | m | WIRE,450/750V-Cu/PVC,KIV,1Cx1.5 SQmm,BROWN,CLASS 5,COSMOLINK VINA/VIETNAM
ED | 4156 | Parts | Nguyễn Công Hùng | WIRE | A85100555 | 41564250113 | WIRE,KIV CABLE,1Cx2.5 SQmm,450/750 V-Cu/PVC TCVN 6610/IEC 60227,RED,SH CABLE/VIET NAM | m | M30 | 1717 | 1717 | m | WIRE,450/750V-Cu/PVC,KIV,1Cx2.5 SQmm,RED,CLASS 5,COSMOLINK VINA/VIETNAM
ED | 4156 | Parts | Nguyễn Công Hùng | WIRE | A85100556 | 41564250114 | WIRE,KIV CABLE,1Cx2.5 SQmm,450/750 V-Cu/PVC TCVN 6610/IEC 60227,YELLOW,SH CABLE/VIET NAM | m | M30 | 257 | 257 | m | WIRE,450/750V-Cu/PVC,KIV,1Cx2.5 SQmm,YELLOW,CLASS 5,COSMOLINK VINA/VIETNAM
ED | 4156 | Parts | Nguyễn Công Hùng | WIRE | A85100557 | 41564250111 | WIRE,KIV CABLE,1Cx2.5 SQmm,450/750 V-Cu/PVC TCVN 6610/IEC 60227,BLUE,SH CABLE/VIET NAM | m | M30 | 5045 | 5045 | m | WIRE,450/750V-Cu/PVC,KIV,1Cx2.5 SQmm,BLUE,CLASS 5,COSMOLINK VINA/VIETNAM
ED | 4156 | Parts | Nguyễn Công Hùng | WIRE | A85100558 | 41564250110 | WIRE,KIV CABLE,1Cx2.5 SQmm,450/750 V-Cu/PVC TCVN 6610/IEC 60227,BLACK,SH CABLE/VIET NAM | m | M30 | 1267 | 1267 | m | WIRE,450/750V-Cu/PVC,KIV,1Cx2.5 SQmm,BLACK,CLASS 5,COSMOLINK VINA/VIETNAM
ED | 4156 | Parts | Nguyễn Công Hùng | WIRE | A85100559 | 41564250115 | WIRE,KIV CABLE,1Cx2.5 SQmm,450/750 V-Cu/PVC TCVN 6610/IEC 60227,GREEN/YELLOW,SH CABLE/VIET NAM | m | M30 | 475 | 475 | m | WIRE,450/750V-Cu/PVC,KIV,1Cx2.5 SQmm,GREEN/YELLOW,CLASS 5,COSMOLINK VINA/VIETNAM
ED | 4151 | Parts | Nguyễn Công Hùng | CABLE | A85100560 | 41510005046 | WIRE,KIV CABLE,1Cx10 SQmm,0.6/1kv -Cu/PVC TCVN 5935/IEC 60502-1,GREEN/YELLOW,SH CABLE/VIET NAM | m | M30 | 141 | 141 | m | CABLE,0.6/1kV Cu/FR-HPVC,HKIV(Heat Resistant PVC),1Cx10 SQmm,GREEN/YELLOW,CLASS 5,COSMOLINK VINA/VIETNAM
ED | 4151 | Parts | Nguyễn Công Hùng | CABLE | A85100561 | 41510005047 | WIRE,KIV CABLE,1x16 SQmm,0.6/1kv -Cu/PVC TCVN 5935/IEC 60502-1,GREEN/YELLOW,SH CABLE/VIET NAM | m | M30 | 134 | 134 | m | CABLE,0.6/1kV Cu/FR-HPVC,HKIV(Heat Resistant PVC),1Cx16 SQmm,GREEN/YELLOW,CLASS 5,COSMOLINK VINA/VIETNAM
ED | 4151 | Parts | Nguyễn Công Hùng | CABLE | A85100562 | 41510005048 | WIRE,KIV CABLE,1x35 SQmm,0.6/1kv -Cu/PVC TCVN 5935/IEC 60502-1,GREEN/YELLOW,SH CABLE/VIET NAM | m | M30 | 54.5 | 54.5 | m | CABLE,0.6/1kV Cu/FR-HPVC,HKIV(Heat Resistant PVC),1Cx35 SQmm,GREEN/YELLOW,CLASS 5,COSMOLINK VINA/VIETNAM
ED | 4156 | Parts | Nguyễn Công Hùng | WIRE | A85100563 | 41564250154 | WIRE,HKIV(Heat Resistant PVC),450/750V,1Cx4.0 SQmm,CLASS 5,BROWN,COSMOLINK/VIETNAM | m | M30 | 598 | 598 | m | WIRE,450/750V-Cu/PVC,KIV,1Cx4.0 SQmm,BROWN,CLASS 5,COSMOLINK VINA/VIETNAM
ED | 4151 | Parts | Nguyễn Công Hùng | CABLE | A85100564 | 41510005039 | WIRE,KIV CABLE,1Cx25 SQmm,450/750 V-Cu/PVC TCVN 6610/IEC 60227,YELLOW COLOR,COSMOLINK/VIETNAM | m | M30 | 1835 | 1835 | m | CABLE,450/750V-Cu/PVC,KIV,1Cx25 SQmm,YELLOW,CLASS 5,COSMOLINK VINA/VIETNAM
ED | 4156 | Parts | Nguyễn Công Hùng | WIRE | A85100568 | 41564250059 | WIRE,CABLE,450/750V XHHW/SIS,FLAME RETARDANT,1Cx2.5 SQmm,GREEN/YELLOW,LSCABLE/KOREA | m | V10 | 193 | 193 | m | WIRE,450/750V XHHW/SIS,FLAME RETARDANT,1Cx2.5 SQmm,GREEN/YELLOW,CLASS 5,LS CABLE/KOREA
ED | 4156 | Parts | Nguyễn Công Hùng | WIRE | A85100569 | 41564250128 | WIRE,SHIELD CABLE,TFR CVV-SB,2Cx2.5 SQmm,450/750V,Kwangil Cable/Korea | m | E31 | 50 | 50 | m | WIRE,450/750V SHIELD CABLE TFR CVV-SB,FLAME RETARDANT,2Cx2.5 SQmm,BLACK,KWANGIL CABLE/KOREA
ED | 4156 | Parts | Nguyễn Công Hùng | WIRE | A85100569 | 41564250128 | WIRE,SHIELD CABLE,TFR CVV-SB,2Cx2.5 SQmm,450/750V,Kwangil Cable/Korea | m | M30 | 294 | 294 | m | WIRE,450/750V SHIELD CABLE TFR CVV-SB,FLAME RETARDANT,2Cx2.5 SQmm,BLACK,KWANGIL CABLE/KOREA
ED | 4156 | Parts | Nguyễn Công Hùng | WIRE | A85100570 | 41564250022 | WIRE,CABLE,0.6/1kV XHHW/SIS,FLAME RETARDANT,1Cx1.5 SQmm,XLPE Insulation, CLASS 5,GRAY,DAEWON CABLE/KOREA | m | E31 | 8730 | 8730 | m | WIRE,0.6/1kV HF-XHHW/SIS,HALOGEN-FREE FLAME RETARDANT,1Cx1.5 SQmm,GRAY,CLASS 5,DAEWON CABLE/KOREA
ED | 4156 | Parts | Nguyễn Công Hùng | WIRE | A85100570 | 41564250022 | WIRE,CABLE,0.6/1kV XHHW/SIS,FLAME RETARDANT,1Cx1.5 SQmm,XLPE Insulation, CLASS 5,GRAY,DAEWON CABLE/KOREA | m | M30 | 4920 | 4920 | m | WIRE,0.6/1kV HF-XHHW/SIS,HALOGEN-FREE FLAME RETARDANT,1Cx1.5 SQmm,GRAY,CLASS 5,DAEWON CABLE/KOREA
ED | 4156 | Parts | Nguyễn Công Hùng | WIRE | A85100571 | 41564250130 | WIRE,CABLE,0.6/1kV XHHW/SIS,FLAME RETARDANT,1Cx1.5 SQmm,XLPE Insulation, CLASS 5,BLACK,DAEWON CABLE/KOREA | m | E31 | 300 | 300 | m | WIRE,0.6/1kV HF-XHHW/SIS,HALOGEN-FREE FLAME RETARDANT,1Cx1.5 SQmm,BLACK,CLASS 5,DAEWON CABLE/KOREA
ED | 4156 | Parts | Nguyễn Công Hùng | WIRE | A85100571 | 41564250130 | WIRE,CABLE,0.6/1kV XHHW/SIS,FLAME RETARDANT,1Cx1.5 SQmm,XLPE Insulation, CLASS 5,BLACK,DAEWON CABLE/KOREA | m | M30 | 461 | 461 | m | WIRE,0.6/1kV HF-XHHW/SIS,HALOGEN-FREE FLAME RETARDANT,1Cx1.5 SQmm,BLACK,CLASS 5,DAEWON CABLE/KOREA
ED | 4156 | Parts | Nguyễn Công Hùng | WIRE | A85100572 | 41564250040 | WIRE,CABLE,0.6/1kV XHHW/SIS,FLAME RETARDANT,1Cx4.0 SQmm,XLPE Insulation, CLASS 5,YELLOW,DAEWON CABLE/KOREA | m | E31 | 12074 | 12074 | m | WIRE,0.6/1kV HF-XHHW/SIS,HALOGEN-FREE FLAME RETARDANT,1Cx4.0 SQmm,YELLOW,CLASS 5,DAEWON CABLE/KOREA
ED | 4156 | Parts | Nguyễn Công Hùng | WIRE | A85100572 | 41564250040 | WIRE,CABLE,0.6/1kV XHHW/SIS,FLAME RETARDANT,1Cx4.0 SQmm,XLPE Insulation, CLASS 5,YELLOW,DAEWON CABLE/KOREA | m | M30 | 2062 | 2062 | m | WIRE,0.6/1kV HF-XHHW/SIS,HALOGEN-FREE FLAME RETARDANT,1Cx4.0 SQmm,YELLOW,CLASS 5,DAEWON CABLE/KOREA
ED | 4156 | Parts | Nguyễn Công Hùng | WIRE | A85100573 | 41564250032 | WIRE,CABLE,0.6/1kV XHHW/SIS,FLAME RETARDANT,1Cx2.5 SQmm,XLPE Insulation, CLASS 5,RED,DAEWON CABLE/KOREA | m | E31 | 345 | 345 | m | WIRE,0.6/1kV HF-XHHW/SIS,HALOGEN-FREE FLAME RETARDANT,1Cx2.5 SQmm,RED,CLASS 5,DAEWON CABLE/KOREA
ED | 4156 | Parts | Nguyễn Công Hùng | WIRE | A85100573 | 41564250032 | WIRE,CABLE,0.6/1kV XHHW/SIS,FLAME RETARDANT,1Cx2.5 SQmm,XLPE Insulation, CLASS 5,RED,DAEWON CABLE/KOREA | m | M30 | 255 | 255 | m | WIRE,0.6/1kV HF-XHHW/SIS,HALOGEN-FREE FLAME RETARDANT,1Cx2.5 SQmm,RED,CLASS 5,DAEWON CABLE/KOREA
RMU | 4156 | Parts |  | WIRE | A85100574 | 7661VR62102 | WIRE,CABLE ASS'Y,DS EX-LINE P/S,2A2B,GRMU C,DRAWING 7661VN00005,DAESIN/KOREA | ea | M10 | 4 | 4 | ea | CABLE ASS'Y,DS EX-LINE P/S 2A2B,GRMU C,7661VN00005 DAESIN/KOREA
RMU | 4156 | Parts |  | WIRE | A85100574 | 7661VR62102 | WIRE,CABLE ASS'Y,DS EX-LINE P/S,2A2B,GRMU C,DRAWING 7661VN00005,DAESIN/KOREA | ea | M30 | 1 | 1 | ea | CABLE ASS'Y,DS EX-LINE P/S 2A2B,GRMU C,7661VN00005 DAESIN/KOREA
ED | 4156 | Parts | Nguyễn Công Hùng | WIRE | A85100582 | 41564250125 | WIRE,SHIELD CABLE,LS-SFRS-02-150S-SZ-C,2Cx1.5sqmm,300/500V,FIRE RESISTANT,IEC 60331-21 & BS6387 Cat C,LSCABLE/VIETNAM | m | M30 | 1019 | 1019 | m | WIRE,300/500V SHIELD CABLE LS-SFRS-02-150S-SZ-C,FLAME RETARDANT,2Cx1.5 SQmm,BLACK,LS CABLE/VIETNAM
ED | 4156 | Parts | Nguyễn Công Hùng | WIRE | A85100583 | 41564250135 | WIRE,FLAME RETARDANT,1Cx2.5 SQmm,0.6/1kV Cu/H-PVC(HKIV),CLASS 5,GREEN,COSMOLINK/VIETNAM | m | M30 | 350 | 350 | m | WIRE,0.6/1kV Cu/FR-HPVC,HKIV(Heat Resistant PVC),1Cx2.5 SQmm,GREEN,CLASS 5,COSMOLINK VINA/VIETNAM
ED | 4156 | Parts | Nguyễn Công Hùng | WIRE | A85100584 | 41564250159 | WIRE,FLAME RETARDANT,1Cx6.0 SQmm,0.6/1kV Cu/H-PVC(HKIV),CLASS 5,GREEN,COSMOLINK/VIETNAM | m | M30 | 996 | 996 | m | WIRE,0.6/1kV Cu/FR-HPVC,HKIV(Heat Resistant PVC),1Cx6.0 SQmm,GREEN,CLASS 5,COSMOLINK VINA/VIETNAM
ED | 4151 | Parts | Nguyễn Công Hùng | CABLE | A85100590 | 41510004992 | WIRE,KIV CABLE,1Cx25 SQmm,MULTI-CORE CABLES,450/750V,GREEN/YELLOW,COSMOLINK/VIETNAM | m | M30 | 526 | 526 | m | CABLE,450/750V-Cu/PVC,KIV,1Cx25 SQmm,GREEN/YELLOW,CLASS 5,COSMOLINK VINA/VIETNAM
ED | 4156 | Parts | Nguyễn Công Hùng | WIRE | A85100592 | 41564250035 | WIRE,CABLE,0.6/1kV HF-XHHW/SIS,FLAME RETARDANT,1Cx4.0 SQmm,XLPE Insulation, CLASS 5,BLACK,DAEWON CABLE/KOREA | m | E31 | 1359 | 1359 | m | WIRE,0.6/1kV HF-XHHW/SIS,HALOGEN-FREE FLAME RETARDANT,1Cx4.0 SQmm,BLACK,CLASS 5,DAEWON CABLE/KOREA
ED | 4156 | Parts | Nguyễn Công Hùng | WIRE | A85100593 | 41564250043 | WIRE,CABLE,0.6/1kV HF-XHHW/SIS,FLAME RETARDANT,1Cx6.0 SQmm,XLPE Insulation, CLASS 5,BLACK,DAEWON CABLE/KOREA | m | E31 | 26068 | 26068 | m | WIRE,0.6/1kV HF-XHHW/SIS,HALOGEN-FREE FLAME RETARDANT,1Cx6.0 SQmm,BLACK,CLASS 5,DAEWON CABLE/KOREA
ED | 4156 | Parts | Nguyễn Công Hùng | WIRE | A85100593 | 41564250043 | WIRE,CABLE,0.6/1kV HF-XHHW/SIS,FLAME RETARDANT,1Cx6.0 SQmm,XLPE Insulation, CLASS 5,BLACK,DAEWON CABLE/KOREA | m | M30 | 25788 | 25788 | m | WIRE,0.6/1kV HF-XHHW/SIS,HALOGEN-FREE FLAME RETARDANT,1Cx6.0 SQmm,BLACK,CLASS 5,DAEWON CABLE/KOREA
ED | 4156 | Parts | Nguyễn Công Hùng | WIRE | A85100594 | 41564250039 | WIRE,CABLE,0.6/1kV HF-XHHW/SIS,FLAME RETARDANT,1Cx4.0 SQmm,XLPE Insulation, CLASS 5,WHITE,DAEWON CABLE/KOREA | m | E31 | 248 | 248 | m | WIRE,0.6/1kV HF-XHHW/SIS,HALOGEN-FREE FLAME RETARDANT,1Cx4.0 SQmm,WHITE,CLASS 5,DAEWON CABLE/KOREA
ED | 4156 | Parts | Nguyễn Công Hùng | WIRE | A85100595 | 41564250033 | WIRE,CABLE,0.6/1kV HF-XHHW/SIS,FLAME RETARDANT,1Cx2.5 SQmm,XLPE Insulation, CLASS 5,WHITE,DAEWON CABLE/KOREA | m | E31 | 1265 | 1265 | m | WIRE,0.6/1kV HF-XHHW/SIS,HALOGEN-FREE FLAME RETARDANT,1Cx2.5 SQmm,WHITE,CLASS 5,DAEWON CABLE/KOREA
ED | 4156 | Parts | Nguyễn Công Hùng | WIRE | A85100596 | 41564250028 | WIRE,CABLE,0.6/1kV HF-XHHW/SIS,FLAME RETARDANT,1Cx2.5 SQmm,XLPE Insulation, CLASS 5,BROWN,DAEWON CABLE/KOREA | m | E31 | 1200 | 1200 | m | WIRE,0.6/1kV HF-XHHW/SIS,HALOGEN-FREE FLAME RETARDANT,1Cx2.5 SQmm,BROWN,CLASS 5,DAEWON CABLE/KOREA
ED | 4156 | Parts | Nguyễn Công Hùng | WIRE | A85100597 | 41564250042 | WIRE,CABLE,0.6/1kV HF-XHHW/SIS,FLAME RETARDANT,1Cx6.0 SQmm,XLPE Insulation, CLASS 5,GREEN/YELLOW,DAEWON CABLE/KOREA | m | E31 | 28150 | 28150 | m | WIRE,0.6/1kV HF-XHHW/SIS,HALOGEN-FREE FLAME RETARDANT,1Cx6.0 SQmm,GREEN/YELLOW,CLASS 5,DAEWON CABLE/KOREA
ED | 4156 | Parts | Nguyễn Công Hùng | WIRE | A85100598 | 41564250031 | WIRE,CABLE,0.6/1kV HF-XHHW/SIS,FLAME RETARDANT,1Cx2.5 SQmm,XLPE Insulation, CLASS 5,GREEN/YELLOW,DAEWON CABLE/KOREA | m | E31 | 244 | 244 | m | WIRE,0.6/1kV HF-XHHW/SIS,HALOGEN-FREE FLAME RETARDANT,1Cx2.5 SQmm,GREEN/YELLOW,CLASS 5,DAEWON CABLE/KOREA
ED | 4156 | Parts | Nguyễn Công Hùng | WIRE | A85100598 | 41564250031 | WIRE,CABLE,0.6/1kV HF-XHHW/SIS,FLAME RETARDANT,1Cx2.5 SQmm,XLPE Insulation, CLASS 5,GREEN/YELLOW,DAEWON CABLE/KOREA | m | V10 | 300 | 300 | m | WIRE,0.6/1kV HF-XHHW/SIS,HALOGEN-FREE FLAME RETARDANT,1Cx2.5 SQmm,GREEN/YELLOW,CLASS 5,DAEWON CABLE/KOREA
ED | 4156 | Parts | Nguyễn Công Hùng | WIRE | A85100599 | 41564250027 | WIRE,CABLE,0.6/1kV HF-XHHW/SIS,FLAME RETARDANT,1Cx2.5 SQmm,XLPE Insulation, CLASS 5,BLUE,DAEWON CABLE/KOREA | m | E31 | 59804 | 59804 | m | WIRE,0.6/1kV HF-XHHW/SIS,HALOGEN-FREE FLAME RETARDANT,1Cx2.5 SQmm,BLUE,CLASS 5,DAEWON CABLE/KOREA
ED | 4156 | Parts | Nguyễn Công Hùng | WIRE | A85100600 | 41564250032 | WIRE,CABLE,0.6/1kV HF-XHHW/SIS,FLAME RETARDANT,1Cx2.5 SQmm,XLPE Insulation, CLASS 5,RED,DAEWON CABLE/KOREA | m | E31 | 11518 | 11518 | m | WIRE,0.6/1kV HF-XHHW/SIS,HALOGEN-FREE FLAME RETARDANT,1Cx2.5 SQmm,RED,CLASS 5,DAEWON CABLE/KOREA
ED | 4156 | Parts | Nguyễn Công Hùng | WIRE | A85100601 | 41564250023 | WIRE,CABLE,0.6/1kV HF-XHHW/SIS,FLAME RETARDANT,1Cx1.5 SQmm,XLPE Insulation, CLASS 5,YELLOW,DAEWON CABLE/KOREA | m | M10 | 265 | 265 | m | WIRE,0.6/1kV HF-XHHW/SIS,HALOGEN-FREE FLAME RETARDANT,1Cx1.5 SQmm,YELLOW,CLASS 5,DAEWON CABLE/KOREA
ED | 4156 | Parts | Nguyễn Công Hùng | WIRE | A85100602 | 41564250108 | WIRE,KIV CABLE,1Cx1.5 SQmm,450/750 V-Cu/PVC TCVN 6610/IEC 60227,GRAY,COSMOLINK/VIETNAM | m | M10 | 9510 | 9510 | m | WIRE,450/750V-Cu/PVC,KIV,1Cx1.5 SQmm,GRAY,CLASS 5,COSMOLINK VINA/VIETNAM
ED | 4156 | Parts | Nguyễn Công Hùng | WIRE | A85100602 | 41564250108 | WIRE,KIV CABLE,1Cx1.5 SQmm,450/750 V-Cu/PVC TCVN 6610/IEC 60227,GRAY,COSMOLINK/VIETNAM | m | M30 | 8880 | 8880 | m | WIRE,450/750V-Cu/PVC,KIV,1Cx1.5 SQmm,GRAY,CLASS 5,COSMOLINK VINA/VIETNAM
ED | 4156 | Parts | Nguyễn Công Hùng | WIRE | A85100602 | 41564250108 | WIRE,KIV CABLE,1Cx1.5 SQmm,450/750 V-Cu/PVC TCVN 6610/IEC 60227,GRAY,COSMOLINK/VIETNAM | m | V10 | 30 | 30 | m | WIRE,450/750V-Cu/PVC,KIV,1Cx1.5 SQmm,GRAY,CLASS 5,COSMOLINK VINA/VIETNAM
ED | 4156 | Parts | Nguyễn Công Hùng | WIRE | A85100603 | 41564250026 | WIRE,CABLE,0.6/1kV HF-XHHW/SIS,FLAME RETARDANT,1Cx2.5 SQmm,XLPE Insulation, CLASS 5,BLACK,DAEWON CABLE/KOREA | m | E31 | 870 | 870 | m | WIRE,0.6/1kV HF-XHHW/SIS,HALOGEN-FREE FLAME RETARDANT,1Cx2.5 SQmm,BLACK,CLASS 5,DAEWON CABLE/KOREA
ED | 4156 | Parts | Nguyễn Công Hùng | WIRE | A85100605 | 41564250106 | WIRE,KIV CABLE,1Cx1.0 SQmm,300/500 V-Cu/PVC TCVN 6610/IEC 60227,YELLOW,COSMOLINK/VIETNAM | m | M10 | 2000 | 2000 | m | WIRE,300/500V-Cu/PVC,KIV,1Cx1.0 SQmm,YELLOW,CLASS 5,COSMOLINK VINA/VIETNAM
ED | 4156 | Parts | Nguyễn Công Hùng | WIRE | A85100605 | 41564250106 | WIRE,KIV CABLE,1Cx1.0 SQmm,300/500 V-Cu/PVC TCVN 6610/IEC 60227,YELLOW,COSMOLINK/VIETNAM | m | M30 | 1660 | 1660 | m | WIRE,300/500V-Cu/PVC,KIV,1Cx1.0 SQmm,YELLOW,CLASS 5,COSMOLINK VINA/VIETNAM
ED | 4156 | Parts | Nguyễn Công Hùng | WIRE | A85100606 | 41564250119 | WIRE,KIV CABLE,1Cx4.0 SQmm,450/750 V-Cu/PVC TCVN 6610/IEC 60227,RED,COSMOLINK/VIETNAM | m | M10 | 610 | 610 | m | WIRE,450/750V-Cu/PVC,KIV,1Cx4.0 SQmm,RED,CLASS 5,COSMOLINK VINA/VIETNAM
ED | 4156 | Parts | Nguyễn Công Hùng | WIRE | A85100606 | 41564250119 | WIRE,KIV CABLE,1Cx4.0 SQmm,450/750 V-Cu/PVC TCVN 6610/IEC 60227,RED,COSMOLINK/VIETNAM | m | M30 | 4574 | 4574 | m | WIRE,450/750V-Cu/PVC,KIV,1Cx4.0 SQmm,RED,CLASS 5,COSMOLINK VINA/VIETNAM
ED | 4156 | Parts | Nguyễn Công Hùng | WIRE | A85100607 | 41564250120 | WIRE,KIV CABLE,1Cx4.0 SQmm,450/750 V-Cu/PVC TCVN 6610/IEC 60227,YELLOW,COSMOLINK/VIETNAM | m | M30 | 6081 | 6081 | m | WIRE,450/750V-Cu/PVC,KIV,1Cx4.0 SQmm,YELLOW,CLASS 5,COSMOLINK VINA/VIETNAM
ED | 4156 | Parts | Nguyễn Công Hùng | WIRE | A85100608 | 41564250117 | WIRE,KIV CABLE,1Cx4.0 SQmm,450/750 V-Cu/PVC TCVN 6610/IEC 60227,BLUE,COSMOLINK/VIETNAM | m | M10 | 500 | 500 | m | WIRE,450/750V-Cu/PVC,KIV,1Cx4.0 SQmm,BLUE,CLASS 5,COSMOLINK VINA/VIETNAM
ED | 4156 | Parts | Nguyễn Công Hùng | WIRE | A85100608 | 41564250117 | WIRE,KIV CABLE,1Cx4.0 SQmm,450/750 V-Cu/PVC TCVN 6610/IEC 60227,BLUE,COSMOLINK/VIETNAM | m | M30 | 3130 | 3130 | m | WIRE,450/750V-Cu/PVC,KIV,1Cx4.0 SQmm,BLUE,CLASS 5,COSMOLINK VINA/VIETNAM
ED | 4156 | Parts | Nguyễn Công Hùng | WIRE | A85100609 | 41564250116 | WIRE,KIV CABLE,1Cx4.0 SQmm,450/750 V-Cu/PVC TCVN 6610/IEC 60227,BLACK,COSMOLINK/VIETNAM | m | M10 | 240 | 240 | m | WIRE,450/750V-Cu/PVC,KIV,1Cx4.0 SQmm,BLACK,CLASS 5,COSMOLINK VINA/VIETNAM
ED | 4156 | Parts | Nguyễn Công Hùng | WIRE | A85100609 | 41564250116 | WIRE,KIV CABLE,1Cx4.0 SQmm,450/750 V-Cu/PVC TCVN 6610/IEC 60227,BLACK,COSMOLINK/VIETNAM | m | M30 | 3004 | 3004 | m | WIRE,450/750V-Cu/PVC,KIV,1Cx4.0 SQmm,BLACK,CLASS 5,COSMOLINK VINA/VIETNAM
ED | 4156 | Parts | Nguyễn Công Hùng | WIRE | A85100610 | 41564250147 | WIRE,KIV CABLE,1Cx6.0 SQmm,450/750 V-Cu/PVC TCVN 6610/IEC 60227,GREEN/YELLOW,COSMOLINK/VIETNAM | m | M10 | 200 | 200 | m | WIRE,450/750V-Cu/PVC,KIV,1Cx6.0 SQmm,GREEN/YELLOW,CLASS 5,COSMOLINK VINA/VIETNAM
ED | 4156 | Parts | Nguyễn Công Hùng | WIRE | A85100610 | 41564250147 | WIRE,KIV CABLE,1Cx6.0 SQmm,450/750 V-Cu/PVC TCVN 6610/IEC 60227,GREEN/YELLOW,COSMOLINK/VIETNAM | m | M30 | 2076 | 2076 | m | WIRE,450/750V-Cu/PVC,KIV,1Cx6.0 SQmm,GREEN/YELLOW,CLASS 5,COSMOLINK VINA/VIETNAM
ED | 4156 | Parts | Nguyễn Công Hùng | WIRE | A85100611 | 41564250109 | WIRE,KIV CABLE,1Cx1.5 SQmm,450/750 V-Cu/PVC TCVN 6610/IEC 60227,YELLOW,COSMOLINK/VIETNAM | m | M10 | 1360 | 1360 | m | WIRE,450/750V-Cu/PVC,KIV,1Cx1.5 SQmm,YELLOW,CLASS 5,COSMOLINK VINA/VIETNAM
ED | 4156 | Parts | Nguyễn Công Hùng | WIRE | A85100612 | 41564250118 | WIRE,KIV CABLE,1Cx4.0 SQmm,450/750 V-Cu/PVC TCVN 6610/IEC 60227,GRAY,COSMOLINK/VIETNAM | m | M10 | 100 | 100 | m | WIRE,450/750V-Cu/PVC,KIV,1Cx4.0 SQmm,GRAY,CLASS 5,COSMOLINK VINA/VIETNAM
ED | 4156 | Parts | Nguyễn Công Hùng | WIRE | A85100612 | 41564250118 | WIRE,KIV CABLE,1Cx4.0 SQmm,450/750 V-Cu/PVC TCVN 6610/IEC 60227,GRAY,COSMOLINK/VIETNAM | m | M30 | 1868 | 1868 | m | WIRE,450/750V-Cu/PVC,KIV,1Cx4.0 SQmm,GRAY,CLASS 5,COSMOLINK VINA/VIETNAM
ED | 4156 | Parts | Nguyễn Công Hùng | WIRE | A85100613 | 41564250038 | WIRE,CABLE,0.6/1kV HF-XHHW/SIS,FLAME RETARDANT,1Cx4.0 SQmm,XLPE Insulation, CLASS 5,RED,DAEWON CABLE/KOREA | m | E31 | 27520 | 27520 | m | WIRE,0.6/1kV HF-XHHW/SIS,HALOGEN-FREE FLAME RETARDANT,1Cx4.0 SQmm,RED,CLASS 5,DAEWON CABLE/KOREA
ED | 4156 | Parts | Nguyễn Công Hùng | WIRE | A85100614 | 41564250037 | WIRE,CABLE,0.6/1kV HF-XHHW/SIS,FLAME RETARDANT,1Cx4.0 SQmm,XLPE Insulation, CLASS 5,GRAY,DAEWON CABLE/KOREA | m | E31 | 140 | 140 | m | WIRE,0.6/1kV HF-XHHW/SIS,HALOGEN-FREE FLAME RETARDANT,1Cx4.0 SQmm,GRAY,CLASS 5,DAEWON CABLE/KOREA
ED | 4156 | Parts | Nguyễn Công Hùng | WIRE | A85100617 | 41564250034 | WIRE,CABLE,0.6/1kV HF-XHHW/SIS,FLAME RETARDANT,1Cx2.5 SQmm,XLPE Insulation, CLASS 5,YELLOW,DAEWON CABLE/KOREA | m | E31 | 17320 | 17320 | m | WIRE,0.6/1kV HF-XHHW/SIS,HALOGEN-FREE FLAME RETARDANT,1Cx2.5 SQmm,YELLOW,CLASS 5,DAEWON CABLE/KOREA
ED | 4156 | Parts | Nguyễn Công Hùng | WIRE | A85100618 | 41564250030 | WIRE,CABLE,0.6/1kV HF-XHHW/SIS,FLAME RETARDANT,1Cx2.5 SQmm,XLPE Insulation, CLASS 5,GREEN,DAEWON CABLE/KOREA | m | E31 | 7200 | 7200 | m | WIRE,0.6/1kV HF-XHHW/SIS,HALOGEN-FREE FLAME RETARDANT,1Cx2.5 SQmm,GREEN,CLASS 5,DAEWON CABLE/KOREA
ED | 4156 | Parts | Nguyễn Công Hùng | WIRE | A85100619 | 41564250027 | WIRE,CABLE,0.6/1kV HF-XHHW/SIS,HALOGEN FREE FLAME RETARDANT IEC60228,1Cx2.5 SQmm,XLPE Insulation, CLASS 5,BLUE,DAEWON CABLE/KOREA | m | M10 | 100 | 100 | m | WIRE,0.6/1kV HF-XHHW/SIS,HALOGEN-FREE FLAME RETARDANT,1Cx2.5 SQmm,BLUE,CLASS 5,DAEWON CABLE/KOREA
ED | 4156 | Parts | Nguyễn Công Hùng | WIRE | A85100620 | 41564250032 | WIRE,CABLE,0.6/1kV HF-XHHW/SIS,HALOGEN FREE FLAME RETARDANT IEC60228,1Cx2.5 SQmm,XLPE Insulation, CLASS 5,RED,DAEWON CABLE/KOREA | m | M10 | 300 | 300 | m | WIRE,0.6/1kV HF-XHHW/SIS,HALOGEN-FREE FLAME RETARDANT,1Cx2.5 SQmm,RED,CLASS 5,DAEWON CABLE/KOREA
ED | 4156 | Parts | Nguyễn Công Hùng | WIRE | A85100621 | 41564250034 | WIRE,CABLE,0.6/1kV HF-XHHW/SIS,HALOGEN FREE FLAME RETARDANT IEC60228,1Cx2.5 SQmm,XLPE Insulation, CLASS 5,YELLOW,DAEWON CABLE/KOREA | m | M10 | 300 | 300 | m | WIRE,0.6/1kV HF-XHHW/SIS,HALOGEN-FREE FLAME RETARDANT,1Cx2.5 SQmm,YELLOW,CLASS 5,DAEWON CABLE/KOREA
ED | 4156 | Parts | Nguyễn Công Hùng | WIRE | A85100625 | 41564250040 | WIRE,CABLE,0.6/1kV HF-XHHW/SIS,FLAME RETARDANT,1Cx4.0 SQmm,XLPE Insulation, CLASS 5,YELLOW,DAEWON CABLE/KOREA | m | M10 | 209 | 209 | m | WIRE,0.6/1kV HF-XHHW/SIS,HALOGEN-FREE FLAME RETARDANT,1Cx4.0 SQmm,YELLOW,CLASS 5,DAEWON CABLE/KOREA
ED | 4156 | Parts | Nguyễn Công Hùng | WIRE | A85100626 | 41564250036 | WIRE,CABLE,0.6/1kV HF-XHHW/SIS,FLAME RETARDANT,1Cx4.0 SQmm,XLPE Insulation, CLASS 5,BLUE,DAEWON CABLE/KOREA | m | M10 | 290 | 290 | m | WIRE,0.6/1kV HF-XHHW/SIS,HALOGEN-FREE FLAME RETARDANT,1Cx4.0 SQmm,BLUE,CLASS 5,DAEWON CABLE/KOREA
ED | 4156 | Parts | Nguyễn Công Hùng | WIRE | A85100628 | 41564250072 | WIRE,CABLE,0.6/1kV XHHW/SIS,HALOGEN-FREE FLAME RETARDANT,1Cx2.5 SQmm,FR-XLPE Insulation,CLASS 5,BLUE,GAON/Korea | m | E31 | 9600 | 9600 | m | WIRE,0.6/1kV HF-XHHW/SIS,HALOGEN-FREE FLAME RETARDANT,1Cx2.5 SQmm,BLUE,CLASS 5,GAON CABLE/KOREA
ED | 4156 | Parts | Nguyễn Công Hùng | WIRE | A85100629 | 41564250073 | WIRE,CABLE,0.6/1kV XHHW/SIS,HALOGEN-FREE FLAME RETARDANT,1Cx2.5 SQmm,FR-XLPE Insulation,CLASS 5,GREEN,GAON/Korea | m | E31 | 300 | 300 | m | WIRE,0.6/1kV HF-XHHW/SIS,HALOGEN-FREE FLAME RETARDANT,1Cx2.5 SQmm,GREEN,CLASS 5,GAON CABLE/KOREA
ED | 4156 | Parts | Nguyễn Công Hùng | WIRE | A85100631 | 41564250076 | WIRE,CABLE,0.6/1kV XHHW/SIS,HALOGEN-FREE FLAME RETARDANT,1Cx2.5 SQmm,FR-XLPE Insulation,CLASS 5,YELLOW,GAON/Korea | m | E31 | 2100 | 2100 | m | WIRE,0.6/1kV HF-XHHW/SIS,HALOGEN-FREE FLAME RETARDANT,1Cx2.5 SQmm,YELLOW,CLASS 5,GAON CABLE/KOREA
ED | 4156 | Parts | Nguyễn Công Hùng | WIRE | A85100632 | 41564250081 | WIRE,CABLE,0.6/1kV XHHW/SIS,HALOGEN-FREE FLAME RETARDANT,1Cx6.0 SQmm,FR-XLPE Insulation,CLASS 5,BLACK,GAON/Korea | m | E31 | 35600 | 35600 | m | WIRE,0.6/1kV HF-XHHW/SIS,HALOGEN-FREE FLAME RETARDANT,1Cx6.0 SQmm,BLACK,CLASS 5,GAON CABLE/KOREA
ED | 4156 | Parts | Nguyễn Công Hùng | WIRE | A85100633 | 41564250079 | WIRE,CABLE,0.6/1kV XHHW/SIS,HALOGEN-FREE FLAME RETARDANT,1Cx4.0 SQmm,FR-XLPE Insulation,CLASS 5,RED,GAON/Korea | m | E31 | 23100 | 23100 | m | WIRE,0.6/1kV HF-XHHW/SIS,HALOGEN-FREE FLAME RETARDANT,1Cx4.0 SQmm,RED,CLASS 5,GAON CABLE/KOREA
ED | 4156 | Parts | Nguyễn Công Hùng | WIRE | A85100634 | 41564250082 | WIRE,CABLE,0.6/1kV XHHW/SIS,HALOGEN-FREE FLAME RETARDANT,1Cx6.0 SQmm,FR-XLPE Insulation,CLASS 5,GREEN/YELLOW,GAON/Korea | m | E31 | 11800 | 11800 | m | WIRE,0.6/1kV HF-XHHW/SIS,HALOGEN-FREE FLAME RETARDANT,1Cx6.0 SQmm,GREEN/YELLOW,CLASS 5,GAON CABLE/KOREA
ED | 4156 | Parts | Nguyễn Công Hùng | WIRE | A85100636 | 41564250071 | WIRE,CABLE,0.6/1kV XHHW/SIS,HALOGEN-FREE FLAME RETARDANT,1Cx2.5 SQmm,FR-XLPE Insulation,CLASS 5,BLACK,GAON/Korea | m | E31 | 4200 | 4200 | m | WIRE,0.6/1kV HF-XHHW/SIS,HALOGEN-FREE FLAME RETARDANT,1Cx2.5 SQmm,BLACK,CLASS 5,GAON CABLE/KOREA
ED | 4156 | Parts | Nguyễn Công Hùng | WIRE | A85100637 | 41564250078 | WIRE,CABLE,0.6/1kV XHHW/SIS,HALOGEN-FREE FLAME RETARDANT,1Cx4.0 SQmm,FR-XLPE Insulation,CLASS 5,BLUE,GAON/Korea | m | E31 | 2400 | 2400 | m | WIRE,0.6/1kV HF-XHHW/SIS,HALOGEN-FREE FLAME RETARDANT,1Cx4.0 SQmm,BLUE,CLASS 5,GAON CABLE/KOREA
ED | 4156 | Parts | Nguyễn Công Hùng | WIRE | A85100638 | 41564250080 | WIRE,CABLE,0.6/1kV XHHW/SIS,HALOGEN-FREE FLAME RETARDANT,1Cx4.0 SQmm,FR-XLPE Insulation,CLASS 5,YELLOW,GAON/Korea | m | E31 | 3300 | 3300 | m | WIRE,0.6/1kV HF-XHHW/SIS,HALOGEN-FREE FLAME RETARDANT,1Cx4.0 SQmm,YELLOW,CLASS 5,GAON CABLE/KOREA
ED | 4156 | Parts | Nguyễn Công Hùng | WIRE | A85100639 | 41564250068 | WIRE,CABLE,450/750V XHHW/SIS,FLAME RETARDANT,1Cx4.0 SQmm,CLASS 5,GREEN/YELLOW,LSCABLE/KOREA | m | M30 | 164 | 164 | m | WIRE,450/750V XHHW/SIS,FLAME RETARDANT,1Cx4.0 SQmm,GREEN/YELLOW,CLASS 5,LS CABLE/KOREA
ED | 4156 | Parts | Nguyễn Công Hùng | WIRE | A85100641 | 41564250155 | WIRE,KIV CABLE,1Cx1.5 SQmm,450/750 V-Cu/PVC TCVN 6610/IEC 60227,BROWN,COSMOLINK/VIETNAM | m | M10 | 100 | 100 | m | WIRE,450/750V-Cu/PVC,KIV,1Cx1.5 SQmm,BROWN,CLASS 5,COSMOLINK VINA/VIETNAM
ED | 4156 | Parts | Nguyễn Công Hùng | WIRE | A85100642 | 41564250022 | WIRE,CABLE,0.6/1kV HF-XHHW/SIS,FLAME RETARDANT,1Cx1.5 SQmm,XLPE Insulation, CLASS 5,GRAY,DAEWON CABLE/KOREA | m | M10 | 100 | 100 | m | WIRE,0.6/1kV HF-XHHW/SIS,HALOGEN-FREE FLAME RETARDANT,1Cx1.5 SQmm,GRAY,CLASS 5,DAEWON CABLE/KOREA
ED | 4156 | Parts | Nguyễn Công Hùng | WIRE | A85100646 | 41564250160 | WIRE,KIV CABLE,1Cx6.0 SQmm,450/750 V-Cu/PVC TCVN 6610/IEC 60227,GREEN COLOR,COSMOLINK/VIETNAM | m | M10 | 280 | 280 | m | WIRE,450/750V-Cu/PVC,KIV,1Cx6.0 SQmm,GREEN,CLASS 5,COSMOLINK VINA/VIETNAM
ED | 4156 | Parts | Nguyễn Công Hùng | WIRE | A85100647 | 41564250107 | WIRE,KIV CABLE,1Cx1.5 SQmm,450/750 V-Cu/PVC TCVN 6610/IEC 60227,BLACK,COSMOLINK/VIETNAM | m | M10 | 300 | 300 | m | WIRE,450/750V-Cu/PVC,KIV,1Cx1.5 SQmm,BLACK,CLASS 5,COSMOLINK VINA/VIETNAM
ED | 4156 | Parts | Nguyễn Công Hùng | WIRE | A85100648 | 41564250140 | WIRE,KIV CABLE,1Cx1.5 SQmm,450/750 V-Cu/PVC TCVN 6610/IEC 60227,RED,COSMOLINK/VIETNAM | m | M10 | 230 | 230 | m | WIRE,450/750V-Cu/PVC,KIV,1Cx1.5 SQmm,RED,CLASS 5,COSMOLINK VINA/VIETNAM
MD | 8056 | Parts |  | PACKING | A90100003 |  | PACKING,DOOR PACKING,3Tx15mm | m | M20 | 432 | 432 | #N/A | #N/A
MD | 8056 | Parts |  | PACKING | A90100013 |  | PACKING,DOOR PACKING,3Tx30mm | m | M20 | 369 | 369 | #N/A | #N/A
MD | 8056 | Parts |  | PACKING | A90100019 |  | PACKING,PACKING,SJ090010-P1,EPDM,H2300*L1145,DAEIL CST/KOREA | sht | M10 | 722 | 722 | #N/A | #N/A
MD | 8056 | Parts |  | PACKING | A90100020 |  | PACKING,PACKING,SJ090011,EPDM,L110,DAEIL CST/KOREA | sht | M10 | 373 | 373 | #N/A | #N/A
MD | 8056 | Parts |  | PACKING | A90100021 |  | PACKING,PARKING,SJ090012-P1,EPDM,W800*L475,DAEIL CST/KOREA | sht | M10 | 239 | 239 | #N/A | #N/A
MD | 8056 | Parts |  | PACKING | A90100022 |  | PACKING,PARKING,SJ090012-P2,EPDM,W900*L575,DAEIL CST/KOREA | sht | M10 | 32 | 32 | #N/A | #N/A
MD | 8056 | Parts |  | PACKING | A90100023 |  | PACKING,PACKING,SJ090012-P3,EPDM,W1200*L875,DAEIL CST/KOREA | sht | M10 | 118 | 118 | #N/A | #N/A
MD | 8056 | Parts |  | PACKING | A90100024 |  | PACKING,PACKING,SJ090014,EPDM,L135,DAEIL CST/KOREA | sht | M10 | 305 | 305 | #N/A | #N/A
MD | 8056 | Parts |  | PACKING | A90100025 |  | PACKING,PACKING,SJ090012-P4,EPDM,W1300*L975,DAEIL CST/KOREA | sht | M10 | 91 | 91 | #N/A | #N/A
MD | 8056 | Parts |  | PACKING | A90100026 |  | PACKING,PARKING,SJ090012-P5,EPDM,W1000,L675,DAEIL CST/KOREA | sht | M10 | 77 | 77 | #N/A | #N/A
MD | 8056 | Parts |  | PACKING | A90100028 |  | PACKING,PARKING,SJ090010-P2,EPDM,H2200,L1095,DAEIL CST/KOREA | sht | M10 | 214 | 214 | #N/A | #N/A
MD | 8056 | Parts |  | PACKING | A90100031 |  | PACKING,GASKET PACKING,MFT-015 | m | M10 | 40 | 40 | #N/A | #N/A
MD | 8056 | Parts |  | PACKING | A90100036 |  | PACKING,DOOR PACKING,9Tx30x2M | sht | M20 | 165 | 165 | #N/A | #N/A
MD | 8056 | Parts |  | PACKING | A90100037 |  | PACKING,PACKING,14mm | m | M20 | 114 | 114 | #N/A | #N/A
MD | 8056 | Parts |  | PACKING | A90100038 |  | PACKING,RUBBER,HOLE PACKING,SUSOL MCC,GM0823, K CODE 60014151086, KOREA | ea | E31 | 122 | 122 | #N/A | #N/A
MD | 8056 | Parts |  | PACKING | A90100038 |  | PACKING,RUBBER,HOLE PACKING,SUSOL MCC,GM0823, K CODE 60014151086, KOREA | ea | M10 | 75 | 75 | #N/A | #N/A
MD | 8056 | Parts |  | PACKING | A90100041 |  | PACKING,PACKING,SOFT RUBBER,E2966 VENT COVER,EPDM,SUSOL LV SWGR AND MCC, K CODE 03060000350, DOA TEC, KOREA | ea | M10 | 1000 | 1000 | #N/A | #N/A
MD | 8056 | Parts |  | PACKING | A90100045 |  | PACKING,GASKET PACKING,F9075763,BLACK | m | M10 | 71.5 | 71.5 | #N/A | #N/A
RMU | 8056 | Parts |  | PACKING | A90100047 | 8056VR70005 | PACKING,RUBBER, WIRE PACKING, D30, GRMU COM, DRAWING 60013570003, DAESIN, KOREA | ea | E31 | 541 | 541 | ea | PACKING,RUBBER,WIRE PACKING,D30, GRMU COM, DRAWING 60013570003, DAESIN, KOREA
RMU | 8056 | Parts |  | PACKING | A90100047 | 8056VR70005 | PACKING,RUBBER, WIRE PACKING, D30, GRMU COM, DRAWING 60013570003, DAESIN, KOREA | ea | M10 | 563 | 563 | ea | PACKING,RUBBER,WIRE PACKING,D30, GRMU COM, DRAWING 60013570003, DAESIN, KOREA
RMU | 8056 | Parts |  | PACKING | A90100048 | 8056VR70006 | PACKING,RUBBER, WIRE PACKING, D50, GRMU COM, DRAWING 60013570002, DAESIN, KOREA | ea | E31 | 27 | 27 | ea | PACKING,RUBBER,WIRE PACKING,D50, GRMU COM, DRAWING 60013570002, DAESIN, KOREA
RMU | 8056 | Parts |  | PACKING | A90100048 | 8056VR70006 | PACKING,RUBBER, WIRE PACKING, D50, GRMU COM, DRAWING 60013570002, DAESIN, KOREA | ea | M10 | 614 | 614 | ea | PACKING,RUBBER,WIRE PACKING,D50, GRMU COM, DRAWING 60013570002, DAESIN, KOREA
MD | 8056 | Parts |  | PACKING | A90100052 |  | PACKING,DOOR PACKING VERTICAL INSERT TYPE,(MFT-001),DELL/ CHINA | m | M10 | 2200 | 2200 | #N/A | #N/A
MD | 8056 | Parts |  | PACKING | A90100054 |  | PACKING,PACKING,(MFT-070),DELL/ CHINA | m | M10 | 250.5 | 250.5 | #N/A | #N/A
MD | 8056 | Parts |  | PACKING | A90100058 |  | PACKING,DOOR PACKING,EPDM VERTICAL INSERT TYPE 1.5T ~ 3.2T,WHNB-2-1,Wonchang/Korea | m | M10 | 3009.3 | 3009.3 | #N/A | #N/A
MD | 8056 | Parts |  | PACKING | A90100058 |  | PACKING,DOOR PACKING,EPDM VERTICAL INSERT TYPE 1.5T ~ 3.2T,WHNB-2-1,Wonchang/Korea | m | M20 | 2855.2 | 2855.2 | #N/A | #N/A
MD | 8056 | Parts |  | PACKING | A90100059 |  | PACKING,DOOR PACKING,EPDM HORIZONTAL INSERT TYPE 1.5T ~ 3.2T,WHNB-1-1,Wonchang/Korea | m | M20 | 734.7 | 734.7 | #N/A | #N/A
MD | 8056 | Parts |  | PACKING | A90100063 |  | PACKING,DOOR PACKING,EPDM VERTICAL INSERT TYPE 1.5T ~ 3.2T,WHNB-3-1,Wonchang/Korea | m | M20 | 249.9 | 249.9 | #N/A | #N/A
MD | 8056 | Parts |  | PACKING | A90100064 |  | PACKING,GASKET PACKING,WHNB-6,Wonchang/Korea | m | M10 | 4 | 4 | #N/A | #N/A
MD | 8056 | Parts |  | PACKING | A90100066 |  | PACKING,SPONGE PACKING,WHN-EPDM, T=3, L=30,Wonchang/Korea | m | M10 | 120 | 120 | #N/A | #N/A
MD | 8056 | Parts |  | PACKING | A90100067 |  | PACKING,ACB part,Packing Pet band (20Kg, 18*1.015mm),Viet Nam | rol | M10 | 2 | 2 | #N/A | #N/A
MD | 8056 | Parts |  | PACKING | A90100068 |  | PACKING,ACB part,Packing band clip (20*30*0.8mm),Viet Nam | kg | M10 | 10 | 10 | #N/A | #N/A
MD | 8056 | Parts |  | PACKING | A90100077 |  | PACKING,DOOR PACKING,MFT-007,Black EPDM sealing strip(with steel sheet),HENGZHU/CHINA | m | M10 | 400 | 400 | #N/A | #N/A
MD | 8056 | Parts |  | PACKING | A90100078 |  | PACKING,GASKET PACKING,MFT-123,HENGZHU/CHINA | m | M10 | 48 | 48 | #N/A | #N/A
MD | 7966 | Parts |  | STICKER | A91200058 |  | STICKER,30PI WITH LETTER INSIDE-N (BLACK) | ea | M10 | 4 | 4 | #N/A | #N/A
MD | 7966 | Parts |  | STICKER | A91200061 |  | STICKER,20PI WITH LETTER INSIDE (EARTHING) | ea | M10 | 1196 | 1196 | #N/A | #N/A
MD | 7966 | Parts |  | STICKER | A91200085 |  | STICKER,DEVICE STICKER,Self Adhensive Labels, No.101 type A5 - (10sheet/Box) | box | M10 | 200 | 200 | #N/A | #N/A
MD | 7966 | Parts |  | STICKER | A91200142 |  | STICKER,E- STICKER,20PI,PE | ea | M10 | 1574 | 1574 | #N/A | #N/A
MD | 7966 | Parts |  | STICKER | A91200146 |  | STICKER,SHUTTER STICKER,STICKER TYPE HT-02,FOR FEEDER | ea | M10 | 28 | 28 | #N/A | #N/A
MD | 7966 | Parts |  | STICKER | A91200148 |  | STICKER,SHUTTER STICKER,STICKER TYPE HT-04,FOR PT | ea | M10 | 14 | 14 | #N/A | #N/A
MD | 7966 | Parts |  | STICKER | A91200152 |  | STICKER,SHUTTER STICKER,STICKER TYPE HT-05,FOR OUTGOING | ea | M10 | 12 | 12 | #N/A | #N/A
MD | 7966 | Parts |  | STICKER | A91200177 |  | STICKER,WARNING STICKER,75x75(MV SWGR),DO NOT STEP_S44033029,VPNA/VIETNAM | ea | M10 | 988 | 988 | #N/A | #N/A
MD | 7966 | Parts |  | STICKER | A91200178 |  | STICKER,LOCK HANDLE,SSMCC OPEN-CLOSE,Inside 30PI &Outside 45PI,VIET NAM | ea | M10 | 206 | 206 | #N/A | #N/A
MD | 7966 | Parts |  | STICKER | A91200179 |  | STICKER,LOCK HANDLE,SMCC OPEN-CLOSE,Inside 30PI &Outside 45PI,VIET NAM | ea | M10 | 2182 | 2182 | #N/A | #N/A
MD | 7966 | Parts |  | STICKER | A91200188 |  | STICKER,WARNING (70mm x 127mm),POLISH,VIET NAM | ea | M10 | 320 | 320 | #N/A | #N/A
MD | 7966 | Parts |  | STICKER | A91200208 |  | STICKER,DANGER,HxW: 46.5mmx115mm,Words: English and Vietnamese,VPNA/VIETNAM | ea | M10 | 85 | 85 | #N/A | #N/A
MD | 7966 | Parts |  | STICKER | A91200208 |  | STICKER,DANGER,HxW: 46.5mmx115mm,Words: English and Vietnamese,VPNA/VIETNAM | ea | V10 | 2 | 2 | #N/A | #N/A
MD | 7966 | Parts |  | STICKER | A91200209 |  | STICKER,DANGER,HxW: 46.5mmx115mm,Words: English and Korean,VPNA/VIETNAM | ea | M10 | 585 | 585 | #N/A | #N/A
MD | 7966 | Parts |  | STICKER | A91200210 |  | STICKER,WARNING,HxW: 122mmx65mm,Words: English and Vietnamese,VPNA/VIETNAM | ea | M10 | 430 | 430 | #N/A | #N/A
MD | 7966 | Parts |  | STICKER | A91200211 |  | STICKER,WARNING,HxW: 122mmx65mm,Words: English and Korean,VPNA/VIETNAM | ea | M10 | 226 | 226 | #N/A | #N/A
MD | 7966 | Parts |  | STICKER | A91200212 |  | STICKER,DANGER ELECTRICAL HAZARD,HxW: 120mmx110mm,Words: English and Vietnamese,VPNA/VIETNAM | ea | M10 | 51 | 51 | #N/A | #N/A
MD | 7966 | Parts |  | STICKER | A91200212 |  | STICKER,DANGER ELECTRICAL HAZARD,HxW: 120mmx110mm,Words: English and Vietnamese,VPNA/VIETNAM | ea | V10 | 2 | 2 | #N/A | #N/A
MD | 7966 | Parts |  | STICKER | A91200213 |  | STICKER,NOTICE "Padlock",HxW: 46.5mmx115mm,Words: English and Vietnamese,MCSG type,VPNA/VIETNAM | ea | M10 | 195 | 195 | #N/A | #N/A
MD | 7966 | Parts |  | STICKER | A91200214 |  | STICKER,NOTICE "Spring charger",HxW: 46.5mmx115mm,Words: English and Vietnamese,MCSG type,VPNA/VIETNAM | ea | M10 | 474 | 474 | #N/A | #N/A
MD | 7966 | Parts |  | STICKER | A91200215 |  | STICKER,NOTICE "Take out Security screw",HxW: 57mmx60mm,Words: English and Vietnamese,MCSG type,VPNA/VIETNAM | ea | M10 | 308 | 308 | #N/A | #N/A
MD | 7966 | Parts |  | STICKER | A91200216 |  | STICKER,EARTHING SWITCH INSTRUCTION,HxW: 99.13mmx187.94mm,Words: English and Vietnamese,MCSG type,VPNA/VIETNAM | ea | M10 | 196 | 196 | #N/A | #N/A
MD | 7966 | Parts |  | STICKER | A91200223 |  | STICKER,CAUTION VCB/VCS HOLE FOR â€œDRAW OUT- DRAW INâ€,HxW: 62mmx115mm,Words: English and Vietnamese,MCSG type,VPNA/VIETNAM | ea | M10 | 299 | 299 | #N/A | #N/A
MD | 7966 | Parts |  | STICKER | A91200224 |  | STICKER,CAUTION PT HOLE FOR â€œDRAW OUT- DRAW INâ€,HxW: 62mmx115mm,Words: English and Vietnamese,MCSG type,VPNA/VIETNAM | ea | M10 | 565 | 565 | #N/A | #N/A
MD | 7966 | Parts |  | STICKER | A91200228 |  | STICKER,Label for LM panel,120x60mm, Refer to attached file | ea | M10 | 1 | 1 | #N/A | #N/A
MD | 7966 | Parts |  | STICKER | A91200230 |  | STICKER,STICKER,POSITION, SUSOL MCC LOCK,VPNA/VIETNAM | ea | M10 | 453 | 453 | #N/A | #N/A
MD | 7966 | Parts |  | STICKER | A91200235 |  | STICKER,30PI WITH LETTER INSIDE-L1,BLACK,VPNA/VIETNAM | ea | M10 | 43 | 43 | #N/A | #N/A
MD | 7966 | Parts |  | STICKER | A91200236 |  | STICKER,30PI WITH LETTER INSIDE-L2,BROWN,VPNA/VIETNAM | ea | M10 | 43 | 43 | #N/A | #N/A
MD | 7966 | Parts |  | STICKER | A91200237 |  | STICKER,30PI WITH LETTER INSIDE-L3,GRAY,VPNA/VIETNAM | ea | M10 | 43 | 43 | #N/A | #N/A
MD | 7966 | Parts |  | STICKER | A91200242 |  | STICKER,15PI WITH LETTER INSIDE-N,BLUE,VPNA/VIETNAM | ea | M10 | 63 | 63 | #N/A | #N/A
MD | 7966 | Parts |  | STICKER | A91200247 |  | STICKER,NOTICE "Padlock",HxW: 46.5mmx115mm,Words: English,MCSG type,VPNA/VIETNAM | ea | M10 | 508 | 508 | #N/A | #N/A
MD | 7966 | Parts |  | STICKER | A91200248 |  | STICKER,NOTICE "Spring charger",HxW: 46.5mmx115mm,Words: English,MCSG type,VPNA/VIETNAM | ea | M10 | 477 | 477 | #N/A | #N/A
MD | 7966 | Parts |  | STICKER | A91200249 |  | STICKER,CAUTION VCB/VCS HOLE FOR â€œDRAW OUT- DRAW INâ€,HxW: 62mmx115mm,Words: English,MCSG type,VPNA/VIETNAM | ea | M10 | 549 | 549 | #N/A | #N/A
MD | 7966 | Parts |  | STICKER | A91200251 |  | STICKER,EARTHING SWITCH INSTRUCTION,HxW: 99.13mmx187.94mm,Words: English,MCSG type,VPNA/VIETNAM | ea | M10 | 499 | 499 | #N/A | #N/A
MD | 7966 | Parts |  | STICKER | A91200252 |  | STICKER,DANGER,HxW: 46.5mmx115mm,Words: English,VPNA/VIETNAM | ea | M10 | 5 | 5 | #N/A | #N/A
MD | 7966 | Parts |  | STICKER | A91200253 |  | STICKER,WARNING,HxW: 122mmx65mm,Words: English,VPNA/VIETNAM | ea | M10 | 2 | 2 | #N/A | #N/A
MD | 7966 | Parts |  | STICKER | A91200254 |  | STICKER,DANGER ELECTRICAL HAZARD,HxW: 120mmx110mm,Words: English,VPNA/VIETNAM | ea | M10 | 41 | 41 | #N/A | #N/A
RMU | 7966 | Parts |  | STICKER | A91200258 | 7966VR01007 | STICKER,STICKER FOR RMU, 20PI,VPNA/VIETNAM | ea | M10 | 313 | 313 | ea | STICKER,STICKER FOR RMU,20PI,VPNA/VIETNAM
RMU | 7966 | Parts |  | STICKER | A91200259 | 7966VR01008 | STICKER,STICKER FOR RMU, 55PI,VIET NAM | ea | M10 | 129 | 129 | ea | STICKER,STICKER FOR RMU,55PI,VIET NAM
MD | 7966 | Parts |  | STICKER | A91200262 |  | STICKER,STICKER C-AIS,ON-OFF FOR E/S (CU-AP) (65x65),DWG NO :S44037719A,VPNA/VIETNAM | ea | M10 | 536 | 536 | #N/A | #N/A
MD | 7966 | Parts |  | STICKER | A91200263 |  | STICKER,STICKER C-AIS FOR E/S (65x65),S44037719,VPNA/VIETNAM | ea | M10 | 596 | 596 | #N/A | #N/A
MD | 7966 | Parts |  | STICKER | A91200266 |  | STICKER,STICKER C-AIS,HxW: 166mmx171mm, LBS KEY AND OPERATION MANUAL OF LBS/C-AIS,VPNA/VIETNAM | ea | M10 | 532 | 532 | #N/A | #N/A
MD | 7966 | Parts |  | STICKER | A91200268 |  | STICKER,STICKER C-AIS,HxW: 132mmx154mm, LBS KEY AND OPERATION MANUAL OF LBS/C-AIS,Words: English,VPNA/VIETNAM | ea | M10 | 572 | 572 | #N/A | #N/A
MD | 7966 | Parts |  | STICKER | A91200271 |  | STICKER,STICKER C-AIS,HxW: 179mmx145mm, (E/S) OF C-AIS/ CU TYPE,Words: English,VPNA/VIETNAM | ea | M10 | 576 | 576 | #N/A | #N/A
MD | 7966 | Parts |  | STICKER | A91200275 |  | STICKER,30PI,WITH LETTER INSIDE-R,RED,VPNA/VIETNAM | ea | M10 | 14 | 14 | #N/A | #N/A
MD | 7966 | Parts |  | STICKER | A91200276 |  | STICKER,30PI,WITH LETTER INSIDE-S,YELLOW,VPNA/VIETNAM | ea | M10 | 14 | 14 | #N/A | #N/A
MD | 7966 | Parts |  | STICKER | A91200277 |  | STICKER,30PI,WITH LETTER INSIDE-T,BLUE,VPNA/VIETNAM | ea | M10 | 24 | 24 | #N/A | #N/A
MD | 7966 | Parts |  | STICKER | A91200283 |  | STICKER,CAUTION PT HOLE FOR â€œDRAW OUT- DRAW INâ€,HxW: 62mmx115mm,Words: English,MCSG type,VPNA/VIETNAM | ea | M10 | 500 | 500 | #N/A | #N/A
MD | 7966 | Parts |  | STICKER | A91200295 |  | STICKER,DEVICE STICKER,Eye Label CL611YP,Yellow Waterproof Laser, 210 x 297 (mm), Laser Printer Only,Eye Label/Korea | sht | M10 | 500 | 500 | #N/A | #N/A
MD | 7966 | Parts |  | STICKER | A91200296 |  | STICKER,CAUTION/CHÃš Ã,60 x 30mm,Words: English and Vietnamese,VPNA/VIETNAM | ea | M10 | 183 | 183 | #N/A | #N/A
MD | 7966 | Parts |  | STICKER | A91200297 |  | STICKER,Temperature tape,TR-70 (SIZE:20x200mm),NiGK/JAPAN | box | M10 | 12 | 12 | #N/A | #N/A
MD | 7966 | Parts |  | STICKER | A91200311 |  | STICKER,STICKER,POSITION, SUSOL MCC LOCK,Words: English and Russian,VPNA/VIETNAM | ea | M10 | 53 | 53 | #N/A | #N/A
MD | 7966 | Parts |  | STICKER | A91200316 |  | STICKER,NP23,INDOOR,Sticker,Background: white, words: black,VIET NAM | ea | M10 | 151 | 151 | #N/A | #N/A
MD | 7966 | Parts |  | STICKER | A91200321 |  | STICKER,STICKER PHASE,TYPE R,S,T,N (Red, Yellow, Blue, Black),STK-PHASE-001, 30PI,VIET NAM | set | M10 | 495 | 495 | #N/A | #N/A
MD | 7966 | Parts |  | STICKER | A91200322 |  | STICKER,STICKER PHASE,TYPE L1,L2,L3,N (Yellow, Green, Red, Blue),STK-PHASE-002, 30PI,VIET NAM | set | M10 | 2070 | 2070 | #N/A | #N/A
MD | 7966 | Parts |  | STICKER | A91200323 |  | STICKER,STICKER PHASE,TYPE R,S,T,N (Red, Yellow, Blue, Black),STK-PHASE-003, 20PI,VIET NAM | set | M10 | 477 | 477 | #N/A | #N/A
MD | 7966 | Parts |  | STICKER | A91200324 |  | STICKER,STICKER PHASE,TYPE L1,L2,L3,N (Yellow, Green, Red, Blue),STK-PHASE-004, 20PI,VIET NAM | set | M10 | 1750 | 1750 | #N/A | #N/A
MD | 7966 | Parts |  | STICKER | A91200325 |  | STICKER,STICKER PHASE,TYPE R,S,T,N (Red, Yellow, Blue, Black),STK-PHASE-005, 12PI,VIET NAM | set | M10 | 391 | 391 | #N/A | #N/A
MD | 7966 | Parts |  | STICKER | A91200326 |  | STICKER,STICKER PHASE,TYPE L1,L2,L3,N (Yellow, Green, Red, Blue),STK-PHASE-006, 12PI,VIET NAM | set | M10 | 2001 | 2001 | #N/A | #N/A
MD | 7966 | Parts |  | STICKER | A91200339 |  | STICKER,STICKER PHASE,TYPE L1,L2,L3,N (Red, Yellow, Blue, Black),STK-PHASE-012, 20PI,VIET NAM | set | M10 | 1957 | 1957 | #N/A | #N/A
MD | 7966 | Parts |  | STICKER | A91200340 |  | STICKER,STICKER PHASE,TYPE R,S,T (Red, Yellow, Blue),STK-PHASE-013, 30PI,VIET NAM | set | M10 | 567 | 567 | #N/A | #N/A
MD | 7966 | Parts |  | STICKER | A91200341 |  | STICKER,STICKER PHASE,TYPE R,S,T (Red, Yellow, Blue),STK-PHASE-014, 20PI,VIET NAM | set | M10 | 1712 | 1712 | #N/A | #N/A
MD | 7966 | Parts |  | STICKER | A91200363 |  | STICKER,STICKER PHASE,TYPE L1,L2,L3,N (Red, Yellow, Blue, Black),STK-PHASE-017, 30PI,VIET NAM | set | M10 | 245 | 245 | #N/A | #N/A
MD | 7966 | Parts |  | STICKER | A91200364 |  | STICKER,STICKER PHASE,TYPE L1,L2,L3,N (Red, Yellow, Blue, Black),STK-PHASE-018, 12PI,VIET NAM | set | M10 | 40 | 40 | #N/A | #N/A
MD | 7966 | Parts |  | STICKER | A91200369 |  | STICKER,STICKER PHASE,TYPE R,S,T (Red, White, Blue),STK-PHASE-021, 30PI,VIET NAM | set | M10 | 33 | 33 | #N/A | #N/A
MD | 7966 | Parts |  | STICKER | A91200375 |  | STICKER,STICKER PHASE,TYPE U,V,W,N (Red, Yellow, Blue, Black),STK-PHASE-025, 30PI,VIET NAM | set | M10 | 30 | 30 | #N/A | #N/A
MD | 7966 | Parts |  | STICKER | A91200378 |  | STICKER,STICKER PHASE,TYPE U,V,W,N (Red, Yellow, Blue, Black),STK-PHASE-027, 12PI,VIET NAM | set | M10 | 80 | 80 | #N/A | #N/A
MD | 7966 | Parts |  | STICKER | A91200379 |  | STICKER,STICKER PHASE,TYPE A,B,C,N (Yellow, Green, Red, Black),STK-PHASE-029, 20PI,VIET NAM | set | M10 | 300 | 300 | #N/A | #N/A
MD | 7966 | Parts |  | STICKER | A91200380 |  | STICKER,STICKER PHASE,TYPE A,B,C,N (Yellow, Green, Red, Black),STK-PHASE-030, 12PI,VIET NAM | set | M10 | 99 | 99 | #N/A | #N/A
MD | 7966 | Parts |  | STICKER | A91200382 |  | STICKER,STICKER PHASE,TYPE R,S,T,N (Brown, Black, Gray, Blue),STK-PHASE-031, 20PI,VIET NAM | set | M10 | 358 | 358 | #N/A | #N/A
MD | 7966 | Parts |  | STICKER | A91200385 |  | STICKER,STICKER PHASE,TYPE R,S,T,N (Brown, Black, Gray, Blue),STK-PHASE-033, 30PI,VIET NAM | set | M10 | 50 | 50 | #N/A | #N/A
MD | 7966 | Parts |  | STICKER | A91200386 |  | STICKER,STICKER PHASE,TYPE L1,L2,L3,N (Brown, Black, Gray, Blue),STK-PHASE-034, 12PI,VIET NAM | set | M10 | 318 | 318 | #N/A | #N/A
MD | 7966 | Parts |  | STICKER | A91200387 |  | STICKER,STICKER PHASE,TYPE L1,L2,L3,N (Brown, Black, Gray, Blue),STK-PHASE-035, 30PI,VIET NAM | set | M10 | 73 | 73 | #N/A | #N/A
MD | 7966 | Parts |  | STICKER | A91200388 |  | STICKER,STICKER PHASE,TYPE L1,L2,L3 (Brown, Black, Gray),STK-PHASE-036, 30PI,VIET NAM | set | M10 | 27 | 27 | #N/A | #N/A
MD | 7966 | Parts |  | STICKER | A91200392 |  | STICKER,DANGER ELECTRICAL HAZARD,HxW: 120mmx110mm,Words: English and Indonesian,VPNA/VIETNAM | ea | M10 | 23 | 23 | #N/A | #N/A
MD | 7966 | Parts |  | STICKER | A91200394 |  | STICKER,CAUTION FOR â€œRemote this support before installationâ€,60x30mm,Words: English and Vietnamese,VIET NAM | ea | M10 | 1206 | 1206 | #N/A | #N/A
MD | 7966 | Parts |  | STICKER | A91200432 |  | STICKER,STICKER PHASE,TYPE L1,L2,L3 (Black, Brown, Gray),STK-PHASE-051, 30PI,VIET NAM | set | M10 | 15 | 15 | #N/A | #N/A
MD | 7966 | Parts |  | STICKER | A91200434 |  | STICKER,STICKER PHASE,TYPE L1,L2,L3 (Black, Brown, Gray),STK-PHASE-052, 12PI,VIET NAM | set | M10 | 100 | 100 | #N/A | #N/A
MD | 7966 | Parts |  | STICKER | A91200440 |  | STICKER,STICKER PHASE,TYPE A,B,C (Yellow, Green, Red),STK-PHASE-053, 30PI,VIET NAM | set | M10 | 85 | 85 | #N/A | #N/A
MD | 7966 | Parts |  | STICKER | A91200447 |  | STICKER,STICKER PHASE,TYPE R,Y,B (Red, Yellow, Blue),STK-PHASE-57, 30PI,VIET NAM | set | M10 | 100 | 100 | #N/A | #N/A
MD | 7966 | Parts |  | STICKER | A91200453 |  | STICKER,STICKER 20PI (YELLOW),VIET NAM | ea | M10 | 1000 | 1000 | #N/A | #N/A
MD | 7966 | Parts |  | STICKER | A91200454 |  | STICKER,STICKER 20PI (BLUE),VIET NAM | ea | M10 | 1000 | 1000 | #N/A | #N/A
MD | 7966 | Parts |  | STICKER | A91200464 |  | STICKER,Sticker for Name Plate,73x174,500ea/box,Korea | box | M10 | 10 | 10 | #N/A | #N/A
MD | 7966 | Parts |  | STICKER | A91200465 |  | STICKER,Label for Barcode,70x50,500ea/box,Korea | box | M10 | 11 | 11 | #N/A | #N/A
MD | 7966 | Parts |  | STICKER | A91200466 |  | STICKER,DANGER ELECTRICAL HAZARD,HxW: 60mmx55mm,Words: English and Vietnamese,LOCAL/VIETNAM | ea | M10 | 89 | 89 | #N/A | #N/A
MD | 7966 | Parts |  | STICKER | A91200470 |  | STICKER,STICKER PHASE,TYPE L1,L2,L3,N (Black, Brown, Gray, Blue),STK-PHASE-061, 30PI,VIET NAM | set | M10 | 90 | 90 | #N/A | #N/A
MD | 7966 | Parts |  | STICKER | A91200472 |  | STICKER,STICKER PHASE,TYPE L1,L2,L3,N (Black, Brown, Gray, Blue),STK-PHASE-063, 12PI,VIET NAM | set | M10 | 396 | 396 | #N/A | #N/A
MD | 7966 | Parts |  | STICKER | A91200473 |  | STICKER,STICKER PHASE,TYPE L,N (Red, Black),STK-PHASE-064, 12PI,VIET NAM | set | M10 | 630 | 630 | #N/A | #N/A
MD | 7966 | Parts |  | STICKER | A91200474 |  | STICKER,STICKER PHASE,TYPE R,N (Brown, Black),STK-PHASE-065, 12PI,VIET NAM | set | M10 | 682 | 682 | #N/A | #N/A
MD | 7966 | Parts |  | STICKER | A91200476 |  | STICKER,STICKER PHASE,TYPE L1,L2,L3,N (Brown, Black, Gray, Blue),STK-PHASE-066, 20PI,VIET NAM | set | M10 | 92 | 92 | #N/A | #N/A
MD | 7966 | Parts |  | STICKER | A91200477 |  | STICKER,STICKER PHASE,TYPE P,N (Red, Black),STK-PHASE-067, 12PI,VIET NAM | set | M10 | 90 | 90 | #N/A | #N/A
MD | 7966 | Parts |  | STICKER | A91200478 |  | STICKER,SHUTTER STICKER,STICKER TYPE HT-02,FOR FEEDER,APPLIED ON THE SHUTTER | ea | M10 | 20 | 20 | #N/A | #N/A
MD | 7966 | Parts |  | STICKER | A91200481 |  | STICKER,SHUTTER STICKER,STICKER TYPE HT-05,FOR OUTGOING,APPLIED ON THE SHUTTER | ea | M10 | 1 | 1 | #N/A | #N/A
MD | 7966 | Parts |  | STICKER | A91200485 |  | STICKER,SHUTTER STICKER,STICKER TYPE HT-22,FOR FEEDER,APPLIED ON THE SHUTTER | ea | M10 | 20 | 20 | #N/A | #N/A
MD | 7966 | Parts |  | STICKER | A91200486 |  | STICKER,SHUTTER STICKER,STICKER TYPE HT-21,FOR INCOMING,APPLIED ON THE SHUTTER | ea | M10 | 10 | 10 | #N/A | #N/A
MD | 7966 | Parts |  | STICKER | A91200487 |  | STICKER,STICKER PHASE,TYPE "+,-" (Red, Black),STK-PHASE-068, 12PI,VIET NAM | set | M10 | 400 | 400 | #N/A | #N/A
MD | 7966 | Parts |  | STICKER | A91200488 |  | STICKER,LOCK HANDLE,HMCC OPEN-CLOSE_SP,Inside 30PI &Outside 45PI,VIET NAM | ea | M10 | 175 | 175 | #N/A | #N/A
MD | 7966 | Parts |  | STICKER | A91200489 |  | STICKER,STICKER FOR WARNING,Voltage&Current,SamSung,VietNam | ea | M10 | 153 | 153 | #N/A | #N/A
MD | 4320 | Parts |  | UTILITY EQUIPMENT | A92120029 |  | UTILITY EQUIPMENT,AUTOMATIC FIRE EXTINGUISHER,SMALL QUANTITIES OF NITROGEN AND CARBON DIOXIDE,FAUCON/SLOVAKIA | set | M10 | 10 | 10 | #N/A | #N/A
MD | 4231 | Parts |  | PAINTS | A92130005 |  | PAINTS,Indoor paint same as RAL 7035 ,(SÆ¡n nÆ°á»›c) | kg | M10 | 8.4 | 8.4 | #N/A | #N/A
MD | 0166 | Parts |  | CLIP | A92130032 |  | CLIP,FUSE CLIP,LFL-6P-1,7.2kV,KOREA | ea | M10 | 225 | 225 | #N/A | #N/A
MD | 0566 | Parts |  | COLOR CAP | A92130038 |  | COLOR CAP,CAP,10 P,GREEN,CHINA | ea | M10 | 4000 | 4000 | #N/A | #N/A
MD | 5421 | Parts |  | FILTER(MECH) | A92130043 |  | FILTER(MECH),FILTER,SUS,1x1mm , 1000 x 30000 | rol | M10 | 4.82 | 4.82 | #N/A | #N/A
MD | 4571 | Parts |  | BOLT | A92130044 |  | BOLT,HEX BOLT,P/W*2+S/W*1+NUT*1,M8,L35,SM45C,Ep-Fe/Zn 5/CM2(Cr3/White),TENSILE CLASS 8.8 | set | M20 | 1630 | 1630 | #N/A | #N/A
ED | 4151 | Parts | Nguyễn Công Hùng | CABLE | A92130051 | 41510005035 | CABLE,KIV CABLE,1Cx35 SQmm,MULTI-CORE CABLES,450/750V,GREEN&YELLOW STRIP,SH CABLE/VIETNAM | m | M30 | 100 | 100 | m | CABLE,450/750V-Cu/PVC,KIV,1Cx35 SQmm,GREEN/YELLOW,CLASS 5,COSMOLINK VINA/VIETNAM
ED | 4156 | Parts | Nguyễn Công Hùng | WIRE | A92130102 | 41564250106 | WIRE,KIV CABLE,1Cx1.0 SQmm,YELLOW ( PIC Mr Hạnh check COSMOLINK/VIETNAM) | m | M30 | 1360 | 1360 | m | WIRE,300/500V-Cu/PVC,KIV,1Cx1.0 SQmm,YELLOW,CLASS 5,COSMOLINK VINA/VIETNAM
MD | 4320 | Parts |  | ELECTRIC MACHINE | A92290020 |  | ELECTRIC MACHINE,DRILL ELECTRIC MACHINE,DF330DZ,MAKITA | ea | M10 | 3 | 3 | #N/A | #N/A
ED | 4320 | Parts | Nguyễn Công Hùng | ELECTRIC MACHINE | A92290022 |  | ELECTRIC MACHINE,BATTERY,197280-8 PIN BL1850B (LI-ION, 18V, 5.0AH),MAKITA | ea | M10 | 30 | 30 | #N/A | #N/A
MD | 4320 | Parts |  | COMSUMPTION TOOLS | A92300035 | 42790000355 | COMSUMPTION TOOLS,SILICON,A500,VIETNAM | box | M10 | 3 | 3 | #N/A | #N/A
MD | 4320 | Parts |  | COMSUMPTION TOOLS | A92300222 |  | COMSUMPTION TOOLS,SILICON,A500-WHITE,VIETNAM | box | M10 | 83 | 83 | #N/A | #N/A
ED | 4320 | Parts | Nguyễn Công Hùng | IT MATERIAL CONSUMPTION | A92430010 |  | IT MATERIAL CONSUMPTION,Dintek conector,1501-88032,Cat.6 RJ45 plug for shielded solid wire 26-24AWG 3 prong,Contact Plating: 50uâ€ Gold plated Over 100uâ€-Nickel Plated.,100pcs/bag,DINTEK Electronic Ltd. | ea | M10 | 198 | 198 | #N/A | #N/A
ED | 4320 | Parts | Nguyễn Công Hùng | IT MATERIAL CONSUMPTION | A92430043 |  | IT MATERIAL CONSUMPTION,PC/2-RJ45-1.5(CAT.6E)-PUR,RJ45 CABLE 4X2XAWG23, 1.5M,SMICO/CHINA | ea | M10 | 30 | 30 | #N/A | #N/A
ED | 4320 | Parts | Nguyễn Công Hùng | IT MATERIAL CONSUMPTION | A92430046 |  | IT MATERIAL CONSUMPTION,Network cable,1107-04009,S/FTP Cat.6 network cable,4 pair-23AWG,Alum shielded pairs,Coated copper grid out more,Scroll=305m,DINTEK Electronic Ltd. | m | M10 | 195 | 195 | #N/A | #N/A
ED | 4320 | Parts | Nguyễn Công Hùng | STATIONERY | A92450120 |  | STATIONERY,Paper A0,DL,DL80,A0 | rol | M10 | 33 | 33 | #N/A | #N/A
ED | 2221 | Parts | Nguyễn Công Hùng | SCADA&TELECOM | A95230071 |  | SCADA&TELECOM,TB to DB9F: Terminal Block to DB9 Female connector,UPCOM/CHINA | ea | M10 | 1 | 1 | #N/A | #N/A
MD | 8811 | Parts |  | OUT-SERVICE | A95400237 |  | OUT-SERVICE,Tin plating (thickness â‰¥ 3Âµm),Local | m2 | M10 | 102.98 | 102.98 | #N/A | #N/A
MD | 8811 | Parts |  | OUT-SERVICE | A95400251 |  | OUT-SERVICE,Ag plating (thickness â‰¥ 0.5Âµm),Local | m2 | M10 | 5 | 5 | #N/A | #N/A
MD | 8811 | Parts |  | MPO PART | A95410004 |  | MPO PART,Mechanical Part of SWGR,Paint Steel-SPHC(Hot Roll Steel),T1.5~1.6mm,VIETNAM | kg | M10 | 65 | 65 | #N/A | #N/A
MD | 8811 | Parts |  | MPO PART | A95410005 |  | MPO PART,Mechanical Part of SWGR,Paint Steel-SPHC(Hot Roll Steel),T2.0~2.3mm,VIETNAM | kg | M10 | 27480 | 27480 | #N/A | #N/A
MD | 8811 | Parts |  | MPO PART | A95410006 |  | MPO PART,Mechanical Part of SWGR,Paint Steel-SPHC(Hot Roll Steel),T3.0~3.2mm,VIETNAM | kg | M10 | 14450 | 14450 | #N/A | #N/A
MD | 8811 | Parts |  | MPO PART | A95410007 |  | MPO PART,Mechanical Part of SWGR,Galvanized Steel-KS D 3770/SGLCC,T1.5~1.6mm,VIETNAM | kg | M10 | 200 | 200 | #N/A | #N/A
MD | 8811 | Parts |  | MPO PART | A95410010 |  | MPO PART,Mechanical Part of SWGR,SUS304-2B Steel,T1.5mm,VIETNAM | kg | M10 | 24 | 24 | #N/A | #N/A
MD | 8811 | Parts |  | MPO PART | A95410011 |  | MPO PART,Mechanical Part of SWGR,SUS304-2B Steel,T2.0mm,VIETNAM | kg | M10 | 115 | 115 | #N/A | #N/A
|  |  |  | 77.23% | [8 empty] | #N/A